## Top 200 COs
MBN Selected? | Selected? | CLLI | Site_Number | Land_Ownership | Asset_Type | Primary_Use | Secondary_Use | LAT | LONG | Address | City | State | Lease_ID | REIT_ID | Ownership | Entity_Name | ABS_Category | KOIOS - BSM 2025 | KOIOS - UTILITIES 2025 | KOIOS - BSM 2026 | KOIOS - UTILITIES 2026 | Square Ft-Interior | Rack Count | KIN COPPER_SUBS | KIN FIBER_SUBS | KIN TOTAL_SUBS | Drop MRR | Drop MRR (Non OM) | Pass Through MRR | Drop MRR Total | COLO_MRR | Overall MRR Total | Min LEASE_ID - ExecutionDate | Site Photo Link | Site Photo Link
|  | ABRDNCXA | WNS1899 | Owned | Building | Central Office |  | 35.1347 | -79.4268 | 211 North Poplar Street | Aberdeen | NC | ON017-NC-003 | 204 | REIT_ILEC | Windstream North Carolina¦ LLC | ABS 2 | 34426.06 | 17596.95 | 9988.85 | 4668.77 | 3604 | 27 | 244 | 682 | 926 | 1470 | 14248.52 | 4304.8 | 15718.52 | 0 | 15718.52 |  | https://www.sitefotos.com/vpics/guestmapdev?w7t7y6 | LINK
|  | ADELGAXA | WNS1464 | Owned | Building | Central Office |  | 31.1379 | -83.4224 | 106 North Parrish Avenue | Adel | GA | ON042-GA-002 | 2354 | REIT_ILEC | Windstream Georgia Communications¦ LLC | ABS 1 | 21133.02 | 36863.82 | 8916.16 | 2275.09 | 3331 | 27 | 205 | 1371 | 1576 | 7641.5 | 11048.81 | 2320 | 18690.31 | 0 | 18690.31 | 2017-05-26 | https://sitefotos.com/vpics/guestmapdev?t8c7i4 | LINK
|  | ANWOIAXO | WNS0433 | Owned | Building | Central Office |  | 41.2891 | -91.5551 | 240 5th Street | Ainsworth | IA | ON132-IA-1004 | 3053 | REIT_ILEC | Windstream Iowa Communications¦ Inc. | ABS 2 | 0 | 0 | 0 | 0 | 10084 | 8 | 64 | 67 | 131 | 565 | 10064.1 | 19832.4 | 10629.1 | 0 | 10629.1 |  |  | LINK
|  | ALCHFL01 | WNS1425 | Owned | Building | Central Office | Warehouse | 29.8024 | -82.4922 | 13715 West County Road 235 | Alachua | FL | B047051 | 2334 | REIT_ILEC | Windstream Florida¦ Inc. | ABS 2 | 0 | 0 | 0 | 0 | 10685 | 4 | 0 | 0 | 0 | 0 | 0 | 0 | 0 | 0 | 0 |  | https://www.google.com/maps/place/29%C2%B048'08.1%22N+82%C2%B029'32.7%22W/@29.8022512,-82.4930604,236m/data=!3m2!1e3!4b1!4m4!3m3!8m2!3d29.80225!4d-82.4924167?entry=ttu&amp;g_ep=EgoyMDI2MDIyNC4wIKXMDSoASAFQAw%3D%3D">Google Maps</a> | LINK
|  | ALCHFLAJ |  | Owned | Building | Central Office |  | 29.7894 | -82.4959 | 14600 Main Street | Alachua | FL | ON047-FL-1002 | 2335 | REIT_ILEC | Windstream Florida¦ Inc. | ABS 2 | 0 | 0 | 0 | 0 | 10685 | #N/A | #N/A | #N/A | #N/A | #N/A | #N/A | #N/A | #N/A | #N/A | #N/A |  | https://www.google.com/maps/place/29%C2%B048'08.1%22N+82%C2%B029'32.7%22W/@29.8022512,-82.4930604,236m/data=!3m2!1e3!4b1!4m4!3m3!8m2!3d29.80225!4d-82.4924167?entry=ttu&amp;g_ep=EgoyMDI2MDIyNC4wIKXMDSoASAFQAw%3D%3D">Google Maps</a> | LINK
|  | ALCHFLXA | WNS1426 | Owned | Building | Central Office |  | 29.7894 | -82.4962 | 14600 Main St | Alachua | FL | ON047-FL-003 |  | WIN_ILEC | Windstream Florida¦ Inc. | ABS 2 | 46914.99 | 21147.61 | 6951.12 | 14497.16 | 3786 | 32 | 385 | 769 | 1154 | 9195.43 | 14725.04 | 31318.52 | 23920.47 | 0 | 23920.47 | 2018-07-01 | https://www.google.com/maps/place/29%C2%B047'21.9%22N+82%C2%B029'45.1%22W/@29.7894179,-82.4965048,236m/data=!3m2!1e3!4b1!4m4!3m3!8m2!3d29.7894167!4d-82.4958611?entry=ttu&amp;g_ep=EgoyMDI2MDIyNC4wIKXMDSoASAFQAw%3D%3D">Google Maps</a> | LINK
|  | ALBYKYXA | WNS1699 | Owned | Building | Central Office |  | 36.693 | -85.1345 | 400 N Washington | Albany | KY | ON219-KY-001 |  | WIN_ILEC | Windstream Kentucky East¦ LLC | ABS 1 | 12426.38 | 39268.07 | 845.98 | 14894.06 | 3680 | 38 | 353 | 610 | 963 | 1940 | 21598.18 | 32660.33 | 23538.18 | 0 | 23538.18 |  | https://www.sitefotos.com/vpics/guestmapdev?h7c8f3 | LINK
|  | ALBMNCXA | WNS1901 | Owned | Building | Central Office | Tower | 35.354 | -80.1991 | 250 North 1st Street | Albemarle | NC | B018200 | 2508 | REIT_ILEC | Windstream Concord Telephone¦ LLC | ABS 2 | 34465.89 | 57466.96 | 8877.62 | 2845.28 | 8000 | 55 | 617 | 1991 | 2608 | 12968.9 | 17608.62 | 6325.38 | 30577.52 | 0 | 30577.52 | 2014-09-01 | https://www.sitefotos.com/vpics/guestmapdev?l2v3o8 | LINK
|  | ALBIIAXO | WNS0435 | Owned | Building | Central Office |  | 41.026 | -92.8056 | 202 Washington Avenue E | Albia | IA | ON132-IA-1009 | 1643 | REIT_ILEC | Windstream Iowa Communications¦ Inc. | ABS 2 | 4611.78 | 8454.1 | 1202.44 | 2008.76 | 4650 | 13 | 469 | 269 | 738 | 860.5 | 6964.3 | 6047.8 | 7824.8 | 21 | 7845.8 |  | https://www.sitefotos.com/vpics/guestmapdev?c3k1y8 | LINK
|  | ANDRTXXA | WNS2514 | Owned | Building | Central Office |  | 32.3176 | -102.5477 | 112 Southwest 1st | Andrews | TX | ON400-TX-012 | 2824 | REIT_ILEC | Valor Telecommunications of Texas¦ LLC | ABS 1 | 54750.84 | 33972.51 | 17661.46 | 10902.59 | 7280 | 46 | 434 | 2113 | 2547 | 6552.65 | 15910.17 | 89613.87 | 22462.82 | 0 | 22462.82 |  | https://www.sitefotos.com/vpics/guestmapdev?r3x0w5 | LINK
| Yes: 12k sqft + Owned | ASLDKYXA | WNS1701 | Owned | Building | Central Office |  | 38.4758 | -82.6439 | 619 15th Street | Ashland | KY | B2193221111 | 3469 | REIT_ILEC | Windstream Kentucky East¦ LLC | ABS 1 | 80399.73 | 247287.21 | 15495.96 | 97031.63 | 34184 | 232 | 223 | 1165 | 1388 | 23231.37 | 120711.48 | 101921.69 | 143942.85 | 0 | 143942.85 | 2017-05-26 | https://www.sitefotos.com/vpics/guestmapdev?c2k3m2 | LINK
| Yes: 12k sqft + Owned | MEDSKYXA | WNS1703 | Owned | Building | Central Office |  | 38.4096 | -82.713 | 9216 Highway 60 | Ashland | KY | ON216-KY-002 |  | WIN_ILEC | Windstream Kentucky East¦ LLC | ABS 1 | 56902.92 | 87147.61 | 18735.57 | 34174.83 | 12209 | 76 | 281 | 1025 | 1306 | 16039.46 | 39822.17 | 92545.24 | 55861.63 | 0 | 55861.63 |  | https://www.sitefotos.com/vpics/guestmapdev?r3f5f4 | LINK
|  | ADBNIAXO | WNS1601 | Owned | Building | Central Office |  | 41.7213 | -94.9294 | 620 LEROY | Audubon | IA | ON132-IA-1023 | 2381 | REIT_ILEC | Windstream Iowa Communications¦ Inc. | ABS 2 | 15615.69 | 14045 | 2820.67 | 3549.97 | 3744 | 30 | 250 | 434 | 684 | 2819 | 6105.57 | 7682.1 | 8924.57 | 0 | 8924.57 |  | https://www.sitefotos.com/vpics/guestmapdev?u7n0l8 | LINK
|  | AURROHXA | WNS2239 | Owned | Building | Central Office |  | 41.3172 | -81.3466 | 27 East Garfield Road | Aurora | OH | ON080-OH-001 | 135 | REIT_ILEC | Windstream Western Reserve¦ Inc. | ABS 1 | 50923.85 | 58199.56 | 22396.81 | 12206.46 | 5726 | 70 | 391 | 288 | 679 | 12890.14 | 13102.87 | 44705.6 | 25993.01 | 0 | 25993.01 |  | https://www.sitefotos.com/vpics/guestmapdev?g8w0j7 | LINK
| Yes: 12k sqft + Owned | BNBGOHXA | WNS1052 | Owned | Building | Central Office |  | 41.3857 | -81.3406 | 8425 Baindridge Road | Bainbridge | OH | ON080-OH-003 | 2020 | REIT_ILEC | Windstream Western Reserve¦ Inc. | ABS 1 | 31055.14 | 57971.48 | 12785.38 | 19898.04 | 14355 | 64 | 285 | 474 | 759 | 1021 | 7569.59 | 18040.8 | 8590.59 | 0 | 8590.59 |  | https://www.google.com/maps/place/8425+Bainbridge+Rd,+Chagrin+Falls,+OH+44023/@41.385724,-81.3409919,102m/data=!3m1!1e3!4m12!1m5!3m4!2zNDHCsDIzJzA4LjYiTiA4McKwMjAnMjYuNCJX!8m2!3d41.38572!4d-81.34067!3m5!1s0x88311a7811e73ce9:0x8ae504c98819a4a0!8m2!3d41.3857038!4d-81.3406819!16s%2Fg%2F11b8v5dgqb?entry=ttu&amp;g_ep=EgoyMDI1MTAwNy4wIKXMDSoASAFQAw%3D%3D">Google Maps</a> | https://www.google.com/maps/place/8425+Bainbridge+Rd,+Chagrin+Falls,+OH+44023/@41.385724,-81.3409919,102m/data=!3m1!1e3!4m12!1m5!3m4!2zNDHCsDIzJzA4LjYiTiA4McKwMjAnMjYuNCJX!8m2!3d41.38572!4d-81.34067!3m5!1s0x88311a7811e73ce9:0x8ae504c98819a4a0!8m2!3d41.3857038!4d-81.3406819!16s%2Fg%2F11b8v5dgqb?entry=ttu&amp;g_ep=EgoyMDI1MTAwNy4wIKXMDSoASAFQAw%3D%3D">Google Maps</a>
| Yes: 12k sqft + Owned | CRNLGA01 | WNS0048 | Owned | Building | Central Office |  | 34.4972 | -83.55 | 2000 Communications Boulevard | Baldwin | GA | B040009 | 3405 | REIT_ILEC | Windstream Standard¦ LLC | ABS 2 | 0 | 131239.21 | 0 | 35861.89 | 55823 | 11 | 541 | 0 | 541 | 0 | 0 | 1299 | 0 | 0 | 0 | 1985-12-02 | https://sitefotos.com/vpics/guestmapdev?g4t5f6 | LINK
|  | BBVLKYXA | WNS1705 | Owned | Building | Central Office |  | 36.8653 | -83.8883 | 207 South Main Street | Barbourville | KY | ON220-KY-003 | 191 | REIT_ILEC | Windstream Kentucky East¦ LLC | ABS 2 | 18265.79 | 34171.06 | 7969.43 | 9965.19 | 3855 | 28 | 237 | 405 | 642 | 6749 | 14920.37 | 47332.4 | 21669.37 | 0 | 21669.37 | 2017-02-01 | https://www.sitefotos.com/vpics/guestmapdev?j0l6w3 | LINK
|  | FRVWOHXA | WNS2241 | Owned | Building | Central Office |  | 40.0595 | -81.2204 | 32699 Old National Road | Barnesville | OH | ON080-OH-041 | 792 | REIT_ILEC | Windstream Western Reserve¦ Inc. | ABS 1 | 17118.82 | 21141.46 | 9412.8 | 11989.69 | 3022 | 28 | 113 | 0 | 113 | 1450 | 6356.9 | 46411.56 | 7806.9 | 0 | 7806.9 | 2017-02-01 | https://www.sitefotos.com/vpics/guestmapdev?x4v1m2 | LINK
| Yes - High Rack count | BEREKYXA | WNS1709 | Owned | Building | Central Office | Switch | 37.5733 | -84.2857 | 310 Center Street | Berea | KY | ON219-KY-003 | 227 | REIT_ILEC | Windstream Kentucky East¦ LLC | ABS 1 | 17800.04 | 51712.55 | 4044.87 | 16119.02 | 3242 | 90 | 166 | 846 | 1012 | 15989.08 | 57335.17 | 59842.41 | 73324.25 | 0 | 73324.25 | 2017-05-26 | https://www.sitefotos.com/vpics/guestmapdev?q6e1d4 | LINK
|  | SHBGKYAB |  | Owned | Building | Central Office | Switch | 38.2426 | -83.8745 | 160 Old Highway 11 | BETHEL | KY | ON219-KY-060 | 1306 | REIT_ILEC | Windstream Kentucky East¦ LLC | ABS 1 | 0 | 0 | 0 | 0 | 10084 | 3 | 41 | 85 | 126 | 0 | 295 | 0 | 295 | 0 | 295 |  | https://www.google.com/maps/place/4949+Summer+Shade+Rd,+Summer+Shade,+KY+42166/@36.8759171,-85.6601021,3a,37.5y,191.64h,87.75t/data=!3m7!1e1!3m5!1svrYjBVqy23or2j3c9KfHwQ!2e0!6shttps:%2F%2Fstreetviewpixels-pa.googleapis.com%2Fv1%2Fthumbnail%3Fcb_client%3Dmaps_sv.tactile%26w%3D900%26h%3D600%26pitch%3D2.2512462931385926%26panoid%3DvrYjBVqy23or2j3c9KfHwQ%26yaw%3D191.63699463385655!7i16384!8i8192!4m6!3m5!1s0x8866358a744ec2cf:0xf0cf40749a9898c2!8m2!3d36.875317!4d-85.6604178!16s%2Fg%2F11gwmr6b4p?entry=ttu&amp;g_ep=EgoyMDI1MDkxNC4wIKXMDSoASAFQAw%3D%3D">Google Maps</a> | https://www.google.com/maps/place/4949+Summer+Shade+Rd,+Summer+Shade,+KY+42166/@36.8759171,-85.6601021,3a,37.5y,191.64h,87.75t/data=!3m7!1e1!3m5!1svrYjBVqy23or2j3c9KfHwQ!2e0!6shttps:%2F%2Fstreetviewpixels-pa.googleapis.com%2Fv1%2Fthumbnail%3Fcb_client%3Dmaps_sv.tactile%26w%3D900%26h%3D600%26pitch%3D2.2512462931385926%26panoid%3DvrYjBVqy23or2j3c9KfHwQ%26yaw%3D191.63699463385655!7i16384!8i8192!4m6!3m5!1s0x8866358a744ec2cf:0xf0cf40749a9898c2!8m2!3d36.875317!4d-85.6604178!16s%2Fg%2F11gwmr6b4p?entry=ttu&amp;g_ep=EgoyMDI1MDkxNC4wIKXMDSoASAFQAw%3D%3D">Google Maps</a>
|  | BLVIGABW | WNS3282 | Owned | Building | Central Office | Warehouse | 34.864 | -83.9848 | 40 River Road Connector | Blairsville | GA | B040040 | 3293 | REIT_ILEC | Windstream Standard¦ LLC | ABS 1 | 22270.31 | 9585.47 | 4510 | 3953.58 | 5000 | 2 | 0 | 0 | 0 | 0 | 0 | 0 | 0 | 0 | 0 |  | https://sitefotos.com/vpics/guestmapdev?w0s7t4 | LINK
|  | BLKLGAXA | WNS0261 | Owned | Building | Central Office |  | 31.3825 | -84.9575 | 15166 River St | Blakely | GA | ON049-GA-1001 | 2356 | REIT_ILEC | Windstream Georgia Telephone | ABS 1 | 13697.58 | 39609.5 | 2991.03 | 13508.58 | 5652 | 35 | 994 | 352 | 1346 | 5815.9 | 8504.4 | 34336.85 | 14320.3 | 0 | 14320.3 |  | https://sitefotos.com/vpics/guestmapdev?m8q5k5 | LINK
|  | BRFRFLXA |  | Owned | Building | Central Office |  | 29.9601 | -82.928 | 108 Drane St Nw¦ Branford¦ FL¦ 32008 | Branford | FL | ON047-FL-001 |  | WIN_ILEC | Windstream Florida¦ Inc. | ABS 2 | 0 | 0 | 0 | 0 | 10685 | 20 | 307 | 149 | 456 | 7600 | 17521.53 | 36194.05 | 25121.53 | 0 | 25121.53 |  | https://www.google.com/maps/place/34%C2%B002'16.7%22N+94%C2%B020'31.6%22W/@34.0379733,-94.3427548,136m/data=!3m2!1e3!4b1!4m4!3m3!8m2!3d34.0379722!4d-94.3421111?entry=ttu&amp;g_ep=EgoyMDI2MDMwMS4xIKXMDSoASAFQAw%3D%3D">Google Maps</a> | LINK
|  | BRHDKYXA |  | Owned | Building | Central Office |  | 37.3417 | -84.4499 | 4297 Highway 70 | BRODHEAD | KY | ON220-KY-038 | 3951 | REIT_ILEC | Windstream Kentucky East¦ LLC | ABS 2 | 0 | 0 | 0 | 0 | 10084 | 14 | 115 | 147 | 262 | 0 | 7379 | 0 | 7379 | 0 | 7379 |  | https://www.google.com/maps/place/4949+Summer+Shade+Rd,+Summer+Shade,+KY+42166/@36.8759171,-85.6601021,3a,37.5y,191.64h,87.75t/data=!3m7!1e1!3m5!1svrYjBVqy23or2j3c9KfHwQ!2e0!6shttps:%2F%2Fstreetviewpixels-pa.googleapis.com%2Fv1%2Fthumbnail%3Fcb_client%3Dmaps_sv.tactile%26w%3D900%26h%3D600%26pitch%3D2.2512462931385926%26panoid%3DvrYjBVqy23or2j3c9KfHwQ%26yaw%3D191.63699463385655!7i16384!8i8192!4m6!3m5!1s0x8866358a744ec2cf:0xf0cf40749a9898c2!8m2!3d36.875317!4d-85.6604178!16s%2Fg%2F11gwmr6b4p?entry=ttu&amp;g_ep=EgoyMDI1MDkxNC4wIKXMDSoASAFQAw%3D%3D">Google Maps</a> | https://www.google.com/maps/place/4949+Summer+Shade+Rd,+Summer+Shade,+KY+42166/@36.8759171,-85.6601021,3a,37.5y,191.64h,87.75t/data=!3m7!1e1!3m5!1svrYjBVqy23or2j3c9KfHwQ!2e0!6shttps:%2F%2Fstreetviewpixels-pa.googleapis.com%2Fv1%2Fthumbnail%3Fcb_client%3Dmaps_sv.tactile%26w%3D900%26h%3D600%26pitch%3D2.2512462931385926%26panoid%3DvrYjBVqy23or2j3c9KfHwQ%26yaw%3D191.63699463385655!7i16384!8i8192!4m6!3m5!1s0x8866358a744ec2cf:0xf0cf40749a9898c2!8m2!3d36.875317!4d-85.6604178!16s%2Fg%2F11gwmr6b4p?entry=ttu&amp;g_ep=EgoyMDI1MDkxNC4wIKXMDSoASAFQAw%3D%3D">Google Maps</a>
| Yes: 12k sqft + Owned | BRAROKXA | WNS2324 | Owned | Building | Central Office | Switch | 36.0526 | -95.7918 | 114 West Broadway | Broken Arrow | OK | ON200-OK-005 | 34 | REIT_ILEC | Valor Telecommunications of Texas¦ LLC | ABS 2 | 42692.94 | 104993.98 | 18556.6 | 34474.51 | 17085 | 150 | 526 | 1508 | 2034 | 14122.6 | 13377.91 | 45891.26 | 27500.51 | 1011.97 | 28512.48 |  | https://www.sitefotos.com/vpics/guestmapdev?p2x4k3 | LINK
| Yes: 12k sqft + Owned | BRAROKXC | WNS2325 | Owned | Building | Central Office | Switch | 35.9987 | -95.7969 | 5301 South Elm Place W | Broken Arrow | OK | ON200-OK-007 | 41 | REIT_ILEC | Valor Telecommunications of Texas¦ LLC | ABS 2 | 91043.67 | 89430.4 | 26395.93 | 28858.43 | 14330 | 109 | 532 | 362 | 894 | 12002.37 | 3547.06 | 39317.23 | 15549.43 | 0 | 15549.43 |  | https://www.sitefotos.com/vpics/guestmapdev?w7d2n3 | LINK
| Yes - High Rack count | BRAROKXD | WNS2327 | Owned | Building | Central Office | Switch | 36.0896 | -95.7906 | 201 East Omaha Street | Broken Arrow | OK | ON200-OK-009 | 178 | REIT_ILEC | Valor Telecommunications of Texas¦ LLC | ABS 2 | 38650.16 | 47222.1 | 2055.36 | 21691.28 | 4300 | 106 | 396 | 404 | 800 | 13778.5 | 35254.89 | 35210.86 | 49033.39 | 0 | 49033.39 |  | https://www.sitefotos.com/vpics/guestmapdev?r2t1s4 | LINK
|  | BRAROKXE | WNS2326 | Owned | Building | Central Office | Switch | 36.0615 | -95.6843 | 1025 North 84th Street | Broken Arrow | OK | ON200-OK-008 | 209 | REIT_ILEC | Valor Telecommunications of Texas¦ LLC | ABS 2 | 15031.55 | 40110.63 | 1375.36 | 18663.89 | 3565 | 38 | 255 | 457 | 712 | 2752.63 | 3798.56 | 40926.36 | 6551.19 | 0 | 6551.19 |  | https://www.sitefotos.com/vpics/guestmapdev?q8o0x5 | LINK
|  | BKVLKYXA | WNS1712 | Owned | Building | Central Office |  | 38.6825 | -84.0675 | 202 Madison St | Brooksville | KY | ON220-KY-091 |  | WIN_ILEC | Windstream Kentucky East¦ LLC | ABS 1 | 10535.54 | 20537.39 | 2580.34 | 6646.59 | 3062 | 16 | 278 | 112 | 390 | 2080.92 | 13913.88 | 0 | 15994.8 | 0 | 15994.8 |  | https://www.sitefotos.com/vpics/guestmapdev?j4y4w6 | LINK
| Yes: 12k sqft + Owned | BWFDTXXA |  | Owned | Building | Central Office | Tower | 33.1772 | -102.2744 | 101 East Tate | Brownfield | TX | ON400-TX-1001 | 2835 | REIT_ILEC |  | ABS 2 | 0 | 0 | 0 | 0 | 12000 | 93 | 291 | 714 | 1005 | 11734.8 | 39179.17 | 114449.47 | 50913.97 | 0 | 50913.97 | 2015-12-01 | https://www.sitefotos.com/vpics/guestmapdev?v4r7w8 | LINK
|  | BRSDKYXA | WNS1715 | Owned | Building | Central Office |  | 36.9898 | -84.5994 | 53 E French Ave 03 | BURNSIDE | KY | ON219-KY-007 | 182 | REIT_ILEC | Windstream Kentucky East¦ LLC | ABS 2 | 17561.21 | 45983.2 | 2415.46 | 18602.01 | 4096 | 41 | 131 | 534 | 665 | 0 | 12671.67 | 35664.33 | 12671.67 | 0 | 12671.67 |  | https://www.sitefotos.com/vpics/guestmapdev?m6f5w8 | LINK
|  | CAIRGAXA | WNS1480 | Owned | Building | Central Office | Switch | 30.8785 | -84.209 | 48 2nd Avenue | Cairo | GA | ON041-GA-023 | 238 | REIT_ILEC | Windstream Georgia¦ LLC | ABS 2 | 18938.69 | 61805.1 | 3843.93 | 23790.79 | 3592 | 37 | 425 | 1243 | 1668 | 8770.4 | 15857.7 | 29131.83 | 24628.1 | 0 | 24628.1 |  | https://sitefotos.com/vpics/guestmapdev?a6c5j7 | LINK
|  | CLHNFLXA | WNS1430 | Owned | Building | Central Office |  | 30.5644 | -81.8314 | 45403 Green Avenue | Callahan | FL | ON047-FL-010 | 2338 | REIT_ILEC | Windstream Florida¦ Inc. | ABS 2 | 19452.03 | 32431.16 | 4816.32 | 11011.12 | 4560 | 44 | 191 | 841 | 1032 | 4654.75 | 41608.82 | 14391 | 46263.57 | 0 | 46263.57 |  | https://www.google.com/maps/place/30%C2%B033'51.7%22N+81%C2%B049'53.1%22W/@30.5643623,-81.8320604,234m/data=!3m2!1e3!4b1!4m4!3m3!8m2!3d30.5643611!4d-81.8314167?entry=ttu&amp;g_ep=EgoyMDI2MDIyNC4wIKXMDSoASAFQAw%3D%3D">Google Maps</a> | LINK
| Yes - High Rack count | CMVLKYXA | WNS1718 | Owned | Building | Central Office |  | 37.3426 | -85.3439 | 303 E Broadway | Campbellsville | KY | ON219-KY-008 |  | WIN_ILEC | Windstream Kentucky East¦ LLC | ABS 2 | 22230.25 | 58783.53 | 8095.15 | 21965.42 | 8877 | 85 | 471 | 2243 | 2714 | 12345.65 | 70247.22 | 23338.55 | 82592.87 | 0 | 82592.87 | 2017-05-26 | https://www.google.com/maps/place/37%C2%B020'33.3%22N+85%C2%B020'38.1%22W/@37.3425844,-85.3445604,216m/data=!3m1!1e3!4m4!3m3!8m2!3d37.3425833!4d-85.3439167?entry=ttu&amp;g_ep=EgoyMDI1MTExNy4wIKXMDSoASAFQAw%3D%3D">Google Maps</a> | LINK
| Yes - High Rack count | CNTNGAXA | WNS1482 | Owned | Building | Central Office |  | 34.2361 | -84.4907 | 190 South Church Street | Canton | GA | ON042-GA-105 | 106 | REIT_ILEC | Windstream Georgia Communications¦ LLC | ABS 1 | 30559.41 | 126734.91 | 11829.91 | 41202.68 | 7075 | 81 | 602 | 368 | 970 | 30521.33 | 44090.74 | 38562.74 | 74612.07 | 0 | 74612.07 | 2018-02-06 | https://www.google.com/maps/place/Kinetic+Fiber+Internet+-+Canton+GA/@34.2301179,-84.4892039,112m/data=!3m1!1e3!4m15!1m8!3m7!1s0x88f565bbe68ef9af:0xbf14ffe07e1ed3ad!2s206+Longview+St,+Canton,+GA+30114!3b1!8m2!3d34.2301135!4d-84.488882!16s%2Fg%2F11l0nhqjn7!3m5!1s0x88f6c7e1263eea59:0x4040cd808668f9ea!8m2!3d34.2300248!4d-84.4881739!16s%2Fg%2F1vc6f7d_?entry=ttu&amp;g_ep=EgoyMDI1MTExNy4wIKXMDSoASAFQAw%3D%3D">Google Maps</a> | https://www.google.com/maps/place/Kinetic+Fiber+Internet+-+Canton+GA/@34.2301179,-84.4892039,112m/data=!3m1!1e3!4m15!1m8!3m7!1s0x88f565bbe68ef9af:0xbf14ffe07e1ed3ad!2s206+Longview+St,+Canton,+GA+30114!3b1!8m2!3d34.2301135!4d-84.488882!16s%2Fg%2F11l0nhqjn7!3m5!1s0x88f6c7e1263eea59:0x4040cd808668f9ea!8m2!3d34.2300248!4d-84.4881739!16s%2Fg%2F1vc6f7d_?entry=ttu&amp;g_ep=EgoyMDI1MTExNy4wIKXMDSoASAFQAw%3D%3D">Google Maps</a>
|  | CECLOHXA | WNS2243 | Owned | Building | Central Office |  | 41.2181 | -84.6021 | 105 North Main Street | CECIL | OH | ON158-OH-020 | 2658 | REIT_ILEC | Windstream Ohio¦ LLC | ABS 2 | 1685.44 | 3350.59 | 360.8 | 2687.74 | 4994 | 5 | 48 | 0 | 48 | 0 | 0 | 0 | 0 | 0 | 0 |  | https://www.google.com/maps/place/41%C2%B013'05.3%22N+84%C2%B036'07.7%22W/@41.218151,-84.6027937,124m/data=!3m2!1e3!4b1!4m4!3m3!8m2!3d41.21815!4d-84.60215?entry=ttu&amp;g_ep=EgoyMDI1MTEyMy4xIKXMDSoASAFQAw%3D%3D">Google Maps</a> | LINK
|  | CNVLIAXO | WNS0461 | Owned | Building | Central Office |  | 40.7323 | -92.8761 | 236 West Maple Street | Centerville | IA | ON132-IA-1064 | 1659 | REIT_ILEC | Windstream Iowa Communications¦ Inc. | ABS 2 | 13556.16 | 35810.56 | 3065.11 | 12367.51 | 9042 | 19 | 422 | 557 | 979 | 1857 | 7733.11 | 3834.8 | 9590.11 | 0 | 9590.11 |  | https://www.sitefotos.com/vpics/guestmapdev?e6u3n8 | LINK
|  | CNVLGAXA | WNS1487 | Owned | Building | Central Office | Switch | 32.6235 | -83.688 | 109 Gunn Road | Centerville | GA | ON041-GA-006 | 252 | REIT_ILEC | Windstream Georgia¦ LLC | ABS 2 | 8895.33 | 23424.35 | 1180.62 | 5501.25 | 2976 | 23 | 261 | 190 | 451 | 14731.4 | 13827.45 | 11867.2 | 28558.85 | 0 | 28558.85 |  | https://sitefotos.com/vpics/guestmapdev?b2k2p1 | LINK
| Yes: 12k sqft + Owned | CHRDOHXA | WNS2244 | Owned | Building | Central Office |  | 41.5813 | -81.2021 | 205 South Hambden Street | Chardon | OH | ON080-OH-044 | 2659 | REIT_ILEC | Windstream Western Reserve¦ Inc. | ABS 1 | 82937.03 | 102360.37 | 30699.82 | 32185.13 | 12446 | 100 | 647 | 575 | 1222 | 4888.4 | 90111.32 | 14874.4 | 94999.72 | 0 | 94999.72 |  | https://www.sitefotos.com/vpics/guestmapdev?k0u2x5 | LINK
|  | CHRTIAXC | WNS1606 | Owned | Building | Central Office |  | 41.0162 | -93.3064 | 220 North Grand Chariton | Chariton | IA | ON132-IA-1068 | 2384 | REIT_ILEC | Windstream Iowa Communications¦ Inc. | ABS 2 | 25470.95 | 34889.86 | 3645.28 | 12426.19 | 7432 | 32 | 515 | 602 | 1117 | 1515 | 4565.5 | 7252.3 | 6080.5 | 21 | 6101.5 |  | https://www.sitefotos.com/vpics/guestmapdev?o6h7v3 | LINK
|  | CHWOGAXA | WNS1488 | Owned | Building | Central Office |  | 34.7683 | -84.7682 | 220 North 2nd Avenue | Chatsworth | GA | ON042-GA-095 | 119 | REIT_ILEC | Windstream Georgia Communications¦ LLC | ABS 2 | 22394.68 | 98417.06 | 5684.32 | 31990.46 | 6372 | 40 | 472 | 410 | 882 | 16108.9 | 97744.11 | 13929.69 | 113853.01 | 0 | 113853.01 | 2017-05-26 | https://sitefotos.com/vpics/guestmapdev?e8r6u8 | LINK
| Yes: 12k sqft + Owned | CHTHOKXD |  | Owned | Building | Central Office |  | 35.471 | -95.5236 | 115 Northwest 1st Street | Checotah | OK | ON200-OK-010 | 302 | REIT_ILEC | Valor Telecommunications of Texas¦ LLC | ABS 2 | 0 | 0 | 0 | 0 | 20000 | 21 | 290 | 499 | 789 | 3684 | 3256.33 | 1292 | 6940.33 | 0 | 6940.33 | 2015-12-01 | https://www.google.com/maps/place/130+Howell+Dr,+Elizabethtown,+KY+42701/@37.7137354,-85.8271202,860m/data=!3m2!1e3!4b1!4m6!3m5!1s0x8868ef14cb372ebf:0xa1909efe4828c1f5!8m2!3d37.7137312!4d-85.8245453!16s%2Fg%2F11bw4nx7h4?entry=ttu&amp;g_ep=EgoyMDI2MDIwNC4wIKXMDSoASAFQAw%3D%3D">Google Maps</a> | https://www.google.com/maps/place/130+Howell+Dr,+Elizabethtown,+KY+42701/@37.7137354,-85.8271202,860m/data=!3m2!1e3!4b1!4m6!3m5!1s0x8868ef14cb372ebf:0xa1909efe4828c1f5!8m2!3d37.7137312!4d-85.8245453!16s%2Fg%2F11bw4nx7h4?entry=ttu&amp;g_ep=EgoyMDI2MDIwNC4wIKXMDSoASAFQAw%3D%3D">Google Maps</a>
| Yes: 12k sqft + Owned | CHGVNCXA | WNS1906 | Owned | Building | Central Office |  | 35.5569 | -80.5959 | 1525 South Main Street | China Grove | NC | B018190 | 2511 | REIT_ILEC | Windstream Concord Telephone¦ LLC | ABS 2 | 16498.61 | 24010.91 | 17096.62 | 7610.97 | 12000 | 38 | 184 | 1898 | 2082 | 6142 | 3830.7 | 85095.52 | 9972.7 | 0 | 9972.7 | 2014-09-01 | https://www.sitefotos.com/vpics/guestmapdev?n7j7q5 | LINK
|  | CLRDIAXT | WNS1607 | Owned | Building | Central Office |  | 40.7405 | -95.0387 | 115 West Chestnut Street | Clarinda | IA | ON132-IA-1078 | 2385 | REIT_ILEC | Windstream Iowa Communications¦ Inc. | ABS 2 | 28867.2 | 29670.45 | 30897.21 | 7907.12 | 7280 | 24 | 153 | 892 | 1045 | 992 | 1787.1 | 1058 | 2779.1 | 0 | 2779.1 |  | https://www.sitefotos.com/vpics/guestmapdev?s0n5g1 | LINK
|  | CLVLGAXA | WNS1489 | Owned | Building | Central Office |  | 34.6148 | -83.5244 | 390 Jefferson Street | Clarkesville | GA | ON040-GA-020 | 98 | REIT_ILEC | Windstream Standard¦ LLC | ABS 1 | 6123.5 | 42709.7 | 14430.29 | 13796.37 | 7500 | 25 | 670 | 320 | 990 | 4949 | 28775.84 | 13290.9 | 33724.84 | 0 | 33724.84 |  | https://sitefotos.com/vpics/guestmapdev?j1r0g2 | LINK
| Yes - High Rack count | CLEVGAXA | WNS1491 | Owned | Building | Central Office |  | 34.597 | -83.7661 | 158 West Kytle Street | Cleveland | GA | ON040-GA-120 | 200 | REIT_ILEC | Windstream Standard¦ LLC | ABS 1 | 11195.13 | 113494.35 | 5552.62 | 37854.63 | 3688 | 124 | 1025 | 257 | 1282 | 10847.39 | 71876.55 | 64725.86 | 82723.94 | 0 | 82723.94 | 2017-05-26 | https://sitefotos.com/vpics/guestmapdev?e5b4u1 | LINK
|  | CLSTOHXA | WNS2248 | Owned | Building | Central Office |  | 41.3129 | -81.9162 | 25038 Royalton Road | Columbia Station | OH | ON158-OH-001 | 2663 | REIT_ILEC | Windstream Ohio¦ LLC | ABS 1 | 16867.98 | 24384.76 | 6592.55 | 3271.94 | 3917 | 24 | 180 | 62 | 242 | 0 | 1052 | 565 | 1052 | 0 | 1052 |  | https://www.sitefotos.com/vpics/guestmapdev?u4j5r8 | LINK
|  | CLJTIAWH | WNS3288 | Owned | Building | Central Office | Warehouse | 41.2819 | -91.3812 | 326 Hilltop Drive | Columbus Junction | IA | B0133029 | 3055 | REIT_ILEC | Windstream Iowa Communications¦ Inc. | ABS 2 | 0 | 0 | 0 | 0 | 10084 | 2 | 0 | 0 | 0 | 0 | 0 | 0 | 0 | 0 | 0 |  |  | LINK
| Yes - High Rack count | CMRCGAXA | WNS1495 | Owned | Building | Central Office |  | 34.204 | -83.4595 | 45 Georgia Avenue | Commerce | GA | ON041-GA-001 | 76 | REIT_ILEC | Windstream Georgia¦ LLC | ABS 1 | 52795.68 | 300789.85 | 21756.39 | 113603.09 | 9417 | 128 | 815 | 465 | 1280 | 192014.29 | 208054.34 | 263492.71 | 400068.63 | 0 | 400068.63 | 2017-05-26 | https://sitefotos.com/vpics/guestmapdev?o0d4c1 | LINK
|  | CLDGTXXA | WNS2557 | Owned | Building | Central Office |  | 31.754 | -96.6493 | 102 S Second | Coolidge | TX | ON209-TX-002 |  | WIN_ILEC | Windstream Sugar Land¦ Inc. | ABS 2 | 11034.73 | 12351.94 | 1912.62 | 1619.34 | 4000 | 23 | 273 | 0 | 273 | 2735 | 349 | 0 | 3084 | 0 | 3084 | 1967-09-22 | https://www.sitefotos.com/vpics/guestmapdev?l0i8t2 | LINK
|  | CRNLGAXA | WNS3179 | Owned | Building | Central Office |  | 34.5145 | -83.5282 | 350 North Main Street | Cornelia | GA | ON040-GA-117 | 75 | REIT_ILEC | Windstream Standard¦ LLC | ABS 2 | 22792.16 | 88725.02 | 8023.29 | 29253.71 | 9500 | 77 | 1206 | 301 | 1507 | 15657.55 | 15819.38 | 84047.25 | 31476.93 | 0 | 31476.93 | 1998-05-01 | https://sitefotos.com/vpics/guestmapdev?c3u3s6 | LINK
|  | COWTOKXB | WNS2335 | Owned | Building | Central Office |  | 35.9508 | -95.6516 | 124 West Sycamore Street | Coweta | OK | ON200-OK-011 | 173 | REIT_ILEC | Valor Telecommunications of Texas¦ LLC | ABS 2 | 42239.99 | 54657.32 | 5546.74 | 11389.13 | 4400 | 49 | 314 | 913 | 1227 | 17760.5 | 5292.56 | 38154.73 | 23053.06 | 0 | 23053.06 | 2015-12-01 | https://www.sitefotos.com/vpics/guestmapdev?w6y5t8 | LINK
|  | CRESIAXO | WNS1610 | Owned | Building | Central Office |  | 43.374 | -92.1173 | 118 2nd Avenue W | Cresco | IA | ON132-IA-1101 | 222 | REIT_ILEC | Windstream Iowa Communications¦ Inc. | ABS 2 | 27837.07 | 25985.54 | 5301.2 | 8665.62 | 3304 | 20 | 380 | 724 | 1104 | 1840 | 2996 | 1712 | 4836 | 21 | 4857 |  | https://www.google.com/maps/place/43%C2%B022'26.2%22N+92%C2%B007'02.4%22W/@43.3739454,-92.117977,197m/data=!3m2!1e3!4b1!4m4!3m3!8m2!3d43.3739444!4d-92.1173333?entry=ttu&amp;g_ep=EgoyMDI1MTExNy4wIKXMDSoASAFQAw%3D%3D">Google Maps</a> | LINK
|  | CETNIAXC | WNS0057 | Owned | Building | Central Office |  | 41.0582 | -94.3636 | 117 North Elm Street | Creston | IA | B0133037 | 1415 | REIT_ILEC | Windstream Iowa Communications¦ Inc. | ABS 2 | 19463.51 | 37985.32 | 4671.01 | 13916.33 | 7789 | 24 | 977 | 671 | 1648 | 6983.8 | 4364.8 | 7552.5 | 11348.6 | 0 | 11348.6 |  | https://www.sitefotos.com/vpics/guestmapdev?q0g2p5 | LINK
|  | CRSTARXA | WNS1356 | Owned | Building | Central Office | Warehouse | 33.1283 | -91.9623 | 104 West 6th Avenue | Crossett | AR | ON202-AR-063 | 148 | REIT_ILEC | Windstream Arkansas¦ LLC | ABS 1 | 63821.07 | 71406.75 | 23866.51 | 18436.67 | 5145 | 36 | 549 | 1522 | 2071 | 6422 | 18140.5 | 3064.27 | 24562.5 | 0 | 24562.5 | 2017-09-06 | https://www.google.com/maps/place/104+W+6th+Ave,+Crossett,+AR+71635/@33.1285045,-91.9626419,114m/data=!3m1!1e3!4m12!1m5!3m4!2zMzPCsDA3JzQyLjYiTiA5McKwNTcnNDQuNCJX!8m2!3d33.1285!4d-91.96232!3m5!1s0x862dd7165e613c93:0x9d6fd601f14e7437!8m2!3d33.1284789!4d-91.9623317!16s%2Fg%2F11c1hc9zn8?entry=ttu&amp;g_ep=EgoyMDI1MTExNy4wIKXMDSoASAFQAw%3D%3D">Google Maps</a> | https://www.google.com/maps/place/104+W+6th+Ave,+Crossett,+AR+71635/@33.1285045,-91.9626419,114m/data=!3m1!1e3!4m12!1m5!3m4!2zMzPCsDA3JzQyLjYiTiA5McKwNTcnNDQuNCJX!8m2!3d33.1285!4d-91.96232!3m5!1s0x862dd7165e613c93:0x9d6fd601f14e7437!8m2!3d33.1284789!4d-91.9623317!16s%2Fg%2F11c1hc9zn8?entry=ttu&amp;g_ep=EgoyMDI1MTExNy4wIKXMDSoASAFQAw%3D%3D">Google Maps</a>
|  | CMLDKYXA | WNS1724 | Owned | Building | Central Office |  | 36.9772 | -82.9902 | 309 Main Street | Cumberland | KY | ON220-KY-011 | 165 | REIT_ILEC | Windstream Kentucky East¦ LLC | ABS 1 | 20142.36 | 46211.57 | 1924.17 | 20457.14 | 4580 | 26 | 180 | 498 | 678 | 1795 | 3146.4 | 1195 | 4941.4 | 0 | 4941.4 |  | https://www.sitefotos.com/vpics/guestmapdev?i1x5l6 | LINK
|  | DHLNGAXA | WNS1498 | Owned | Building | Central Office |  | 34.5354 | -83.9825 | 200 Boyd Circle | Dahlonega | GA | ON040-GA-047 | 150 | REIT_ILEC | Windstream Standard¦ LLC | ABS 1 | 7774.44 | 64659.55 | 1685 | 21018.76 | 5000 | 50 | 821 | 464 | 1285 | 17216.56 | 35049.37 | 68037.89 | 52265.93 | 0 | 52265.93 | 2017-05-26 | https://sitefotos.com/vpics/guestmapdev?s4s3u5 | LINK
|  | DLRKARXA | WNS1358 | Leased/Easement | Building | Central Office |  | 34.0381 | -92.8874 | 13 Dallas 311 | Dalark | AR | ON202-AR-1001 |  | WIN_ILEC | Windstream Arkansas¦ LLC | ABS 1 | 5313.36 | 8042.21 | 192.56 | 3098.14 | 14355 | 6 | 17 | 0 | 17 | 0 | 2497 | 43985.71 | 2497 | 0 | 2497 |  | https://www.google.com/maps/place/11+Dallas+311,+Arkadelphia,+AR+71923/@34.0381252,-92.887999,225m/data=!3m2!1e3!4b1!4m6!3m5!1s0x8632e92e3ea991cb:0xb86be4a0c450aca2!8m2!3d34.0381241!4d-92.8873553!16s%2Fg%2F11dzn71cvv?entry=ttu&amp;g_ep=EgoyMDI1MTExNy4wIKXMDSoASAFQAw%3D%3D">Google Maps</a> | https://www.google.com/maps/place/11+Dallas+311,+Arkadelphia,+AR+71923/@34.0381252,-92.887999,225m/data=!3m2!1e3!4b1!4m6!3m5!1s0x8632e92e3ea991cb:0xb86be4a0c450aca2!8m2!3d34.0381241!4d-92.8873553!16s%2Fg%2F11dzn71cvv?entry=ttu&amp;g_ep=EgoyMDI1MTExNy4wIKXMDSoASAFQAw%3D%3D">Google Maps</a>
|  | DLHRTXXA | WNS2567 | Owned | Building | Central Office |  | 36.0601 | -102.5215 | 601 Denver Avenue | Dalhart | TX | ON400-TX-049 | 4041 | REIT_ILEC | Valor Telecommunications of Texas¦ LLC | ABS 2 | 20086.32 | 9221.18 | 6594.23 | 2997.52 | 9500 | 20 | 189 | 491 | 680 | 5993 | 18864.78 | 5843.9 | 24857.78 | 0 | 24857.78 |  | https://www.sitefotos.com/vpics/guestmapdev?l3n8d0 | LINK
|  | DLTNGAXD | WNS1500 | Owned | Building | Central Office |  | 34.6751 | -84.9664 | 350 Cross Plains Blvd | Dalton | GA | ON042-GA-036 | 93 | REIT_ILEC | Windstream Georgia Communications¦ LLC | ABS 2 | 46209.73 | 711.41 | 19703.58 | 273.46 | 7717 | 18 | 84 | 35 | 119 | 3824.1 | 4380.3 | 11658.8 | 8204.4 | 0 | 8204.4 |  | https://sitefotos.com/vpics/guestmapdev?l1c4e5 | LINK
|  | DWSNGAXA | WNS1504 | Owned | Building | Central Office |  | 31.7742 | -84.4456 | 163 Stonewall Street NE | Dawson | GA | ON042-GA-106 | 163 | REIT_ILEC | Windstream Georgia Communications¦ LLC | ABS 1 | 23180.99 | 48521.98 | 18953.08 | 15730.05 | 4648 | 35 | 349 | 1161 | 1510 | 14106.17 | 14093.65 | 72221.16 | 28199.82 | 0 | 28199.82 | 2017-05-26 | https://sitefotos.com/vpics/guestmapdev?l8t2l3 | LINK
|  | DELTOHXA | WNS2259 | Owned | Building | Central Office |  | 41.5749 | -84.0077 | 201 Monroe Street | Delta | OH | ON158-OH-003 | 2672 | REIT_ILEC | Windstream Ohio¦ LLC | ABS 1 | 16998.42 | 20218.09 | 5196.68 | 5570.33 | 4400 | 26 | 241 | 328 | 569 | 400 | 2717 | 1951 | 3117 | 0 | 3117 |  | https://www.sitefotos.com/vpics/guestmapdev?o5u2t0 | LINK
|  | DMMTTXXA | WNS2575 | Owned | Building | Central Office |  | 34.5517 | -102.3113 | 113 Northeast 2nd Street | Dimmitt | TX | ON400-TX-057 | 3644 | REIT_ILEC | Valor Telecommunications of Texas¦ LLC | ABS 2 | 27720.37 | 19548.58 | 1665.26 | 6297.54 | 5913 | 28 | 343 | 505 | 848 | 5273 | 6313.84 | 999 | 11586.84 | 0 | 11586.84 | 2017-05-26 | https://www.sitefotos.com/vpics/guestmapdev?r4h2u6 | LINK
|  | DNVLGAXA | WNS1509 | Owned | Building | Central Office |  | 31.0413 | -84.8845 | 202 Knox Street | Donalsonville | GA | ON043-GA-009 | 259 | REIT_ILEC | Georgia Windstream¦ LLC | ABS 2 | 7039.77 | 32831.04 | 2707.85 | 10936.67 | 2874 | 30 | 369 | 597 | 966 | 10750.42 | 11450.28 | 26957.53 | 22200.7 | 0 | 22200.7 |  | https://sitefotos.com/vpics/guestmapdev?t2s2j3 | LINK
|  | DNSNIAXO | WNS0481 | Owned | Building | Central Office |  | 40.6428 | -91.5653 | 517 Elm Street | Donnellson | IA | ON132-IA-2120 | 139 | REIT_ILEC | Windstream Iowa Communications¦ Inc. | ABS 2 | 12380.16 | 18974.34 | 3222.63 | 6871.13 | 5511 | 21 | 83 | 220 | 303 | 0 | 5333.66 | 9220.66 | 5333.66 | 0 | 5333.66 |  | https://www.google.com/maps/place/40%C2%B038'34.2%22N+91%C2%B033'55.4%22W/@40.6428343,-91.5660326,206m/data=!3m2!1e3!4b1!4m4!3m3!8m2!3d40.6428333!4d-91.5653889?entry=ttu&amp;g_ep=EgoyMDI1MTAyNi4wIKXMDSoASAFQAw%3D%3D">Google Maps</a> | LINK
|  | DUMSTXXA | WNS2579 | Owned | Building | Central Office |  | 35.859 | -101.9741 | 116 West 7th Street | Dumas | TX | ON400-TX-060 | 79 | REIT_ILEC | Valor Telecommunications of Texas¦ LLC | ABS 1 | 99052.97 | 45461.67 | 17960.15 | 18406.14 | 5870 | 74 | 653 | 1693 | 2346 | 40611.57 | 86529.49 | 14975.94 | 127141.06 | 0 | 127141.06 | 2015-12-01 | https://www.sitefotos.com/vpics/guestmapdev?i3c0y4 | LINK
|  | DYVLIAXO | WNS1624 | Owned | Building | Central Office |  | 42.4841 | -91.1231 | 116 2nd Street | Dyersville | IA | ON132-IA-2127 | 103 | REIT_ILEC | Windstream Iowa Communications¦ Inc. | ABS 2 | 0 | 23699.91 | 0 | 11246.69 | 7271 | 26 | 399 | 286 | 685 | 1886.01 | 10123.5 | 25716.46 | 12009.51 | 0 | 12009.51 |  | https://www.sitefotos.com/vpics/guestmapdev?w3a6l4 | LINK
|  | EDWDIAXO |  | Owned | Building | Central Office |  | 42.6452 | -91.4006 | 105 E MAIN | Edgewood | IA | ON132-IA-2130 |  | WIN_ILEC |  | ABS 2 | 0 | 0 | 0 | 0 | 10084 | 4 | 141 | 128 | 269 | 0 | 0 | 1450 | 0 | 0 | 0 |  |  | LINK
| Yes: 12k sqft + Owned | ELYROHXA | WNS2262 | Owned | Building | Central Office |  | 41.3657 | -82.11 | 363 3rd Street | Elyria | OH | B158010 | 2674 | REIT_ILEC | Windstream Ohio¦ LLC | ABS 1 | 94411.73 | 341674.15 | 37852.57 | 100578.63 | 73218 | 159 | 1304 | 1087 | 2391 | 2448.53 | 61314.71 | 48268.88 | 63763.24 | 0 | 63763.24 | 2017-05-26 | https://www.sitefotos.com/vpics/guestmapdev?i3h7y0 | LINK
|  | ELYROHXB | WNS2263 | Owned | Building | Central Office | Tower | 41.3846 | -82.078 | 400 Abbe Norht Road | Elyria | OH | ON158-OH-005 | 2675 | REIT_ILEC | Windstream Ohio¦ LLC | ABS 1 | 46204.23 | 54845.15 | 9764.28 | 14156.78 | 7334 | 52 | 368 | 1321 | 1689 | 0 | 4422.22 | 1614 | 4422.22 | 0 | 4422.22 |  | https://www.sitefotos.com/vpics/guestmapdev?s7j1g2 | LINK
|  | ELYROHXE | WNS2264 | Owned | Building | Central Office |  | 41.3999 | -82.1325 | 41786 Griswald Road | Elyria | OH | ON158-OH-004 | 2676 | REIT_ILEC | Windstream Ohio¦ LLC | ABS 1 | 19656.17 | 30438.91 | 6616.28 | 8946.71 | 5469 | 33 | 340 | 554 | 894 | 1124 | 6838.97 | 1056.2 | 7962.97 | 0 | 7962.97 |  | https://www.sitefotos.com/vpics/guestmapdev?t8f6t7 | LINK
|  | EMBGIAXP | WNS3292 | Owned | Building | Central Office |  | 43.1108 | -94.6674 | 1301 10th Street | Emmetsburg | IA | B0133032 | 3299 | REIT_ILEC | Windstream Iowa Communications¦ Inc. | ABS 2 | 0 | 0 | 0 | 0 | 10084 | 23 | 334 | 453 | 787 | 3300 | 1806 | 19481 | 5106 | 0 | 5106 |  |  | LINK
|  | EVRSKYXA | WNS1728 | Owned | Building | Central Office |  | 36.8619 | -83.1824 | 159 E. Main St | EVARTS | KY | ON220-KY-014 | 225 | REIT_ILEC | Windstream Kentucky East¦ LLC | ABS 1 | 15416.46 | 26449 | 3624.17 | 10635.18 | 3283 | 42 | 100 | 434 | 534 | 2100 | 1649.86 | 0 | 3749.86 | 0 | 3749.86 |  | https://www.sitefotos.com/vpics/guestmapdev?b4f3l3 | LINK
|  | FRFDIAXC | WNS1627 | Owned | Building | Central Office |  | 41.0074 | -91.9659 | 204 West Broadway | Fairfield | IA | ON132-IA-1150 | 2396 | REIT_ILEC | Windstream Iowa Communications¦ Inc. | ABS 2 | 31149.91 | 37674.65 | 40414.61 | 14932.98 | 4700 | 40 | 481 | 403 | 884 | 9874 | 7074.9 | 242381.36 | 16948.9 | 389.52 | 17338.42 |  | https://www.google.com/maps/place/41%C2%B000'26.5%22N+91%C2%B057'57.0%22W/@41.0073621,-91.966477,205m/data=!3m2!1e3!4b1!4m4!3m3!8m2!3d41.0073611!4d-91.9658333?entry=ttu&amp;g_ep=EgoyMDI1MTExNy4wIKXMDSoASAFQAw%3D%3D">Google Maps</a> | LINK
| Yes: 12k sqft + Owned | FTZGGAXA | WNS1514 | Owned | Building | Central Office |  | 31.7151 | -83.2538 | 110 East Central | Fitzgerald | GA | ON042-GA-132 | 35 | REIT_ILEC | Windstream Georgia Communications¦ LLC | ABS 2 | 46961.1 | 316512.79 | 15698.45 | 74237.68 | 16821 | 92 | 442 | 1527 | 1969 | 242075.11 | 312077.57 | 173549.1 | 554152.68 | 0 | 554152.68 | 2017-02-01 | https://sitefotos.com/vpics/guestmapdev?g7s2j2 | LINK
|  | RSSLKYXB | WNS1730 | Owned | Building | Central Office |  | 38.5172 | -82.7221 | 2400 Argillite Road | FLATWOODS | KY | ON219-KY-015 | 2446 | REIT_ILEC | Windstream Kentucky East¦ LLC | ABS 1 | 16777.88 | 67530.24 | 4237.28 | 22311.84 | 3600 | 73 | 107 | 1289 | 1396 | 9841.98 | 18176.45 | 70713.88 | 28018.43 | 0 | 28018.43 |  | https://www.sitefotos.com/vpics/guestmapdev?p0q8s1 | LINK
|  | FMBGKYXA | WNS1732 | Owned | Building | Central Office |  | 38.4249 | -83.7367 | 226 West Water Street | FLEMINGSBURG | KY | ON219-KY-016 | 177 | REIT_ILEC | Windstream Kentucky East¦ LLC | ABS 1 | 24784.11 | 43500.95 | 4109.85 | 16507.9 | 4309 | 69 | 385 | 432 | 817 | 3474.66 | 20515.71 | 86995.51 | 23990.37 | 0 | 23990.37 | 2017-09-06 | https://www.sitefotos.com/vpics/guestmapdev?h2t4s4 | LINK
|  | FLTNGAXA | WNS1515 | Owned | Building | Central Office |  | 30.8295 | -82.0052 | 201 East Martin Street | Folkston | GA | ON043-GA-053 | 193 | REIT_ILEC | Georgia Windstream¦ LLC | ABS 2 | 10023.2 | 41225.81 | 11440.53 | 13609.11 | 5060 | 25 | 436 | 350 | 786 | 11318.63 | 18922.3 | 8690.3 | 30240.93 | 0 | 30240.93 | 2017-05-26 | https://sitefotos.com/vpics/guestmapdev?s8m2q1 | LINK
|  | FRDYARXA | WNS1367 | Owned | Building | Central Office |  | 33.8129 | -92.4135 | 308 North Oak Street | Fordyce | AR | ON202-AR-067 | 167 | REIT_ILEC | Windstream Arkansas¦ LLC | ABS 1 | 18695.13 | 71761.75 | 3647.4 | 8744.84 | 4517 | 36 | 387 | 1018 | 1405 | 5480.4 | 26603.28 | 43431.95 | 32083.68 | 0 | 32083.68 | 2017-05-26 | https://www.sitefotos.com/vpics/guestmapdev?e6n6n6 | LINK
|  | FRCYIAXO | WNS0504 | Owned | Building | Central Office |  | 43.2658 | -93.6389 | 145 West L Street | Forest City | IA | ON132-IA-1162 | 1680 | REIT_ILEC | Windstream Iowa Communications¦ Inc. | ABS 2 | 10338.83 | 9296.89 | 3357.21 | 5383.98 | 4994 | 15 | 35 | 2 | 37 | 0 | 3811 | 3110 | 3811 | 0 | 3811 |  | https://www.sitefotos.com/vpics/guestmapdev?k0s2d2 | LINK
| Yes: 12k sqft + Owned | GENVOHXA | WNS2267 | Owned | Building | Central Office |  | 41.8053 | -80.9457 | 37 South Forest Street | Geneva | OH | ON080-OH-040 | 51 | REIT_ILEC | Windstream Western Reserve¦ Inc. | ABS 1 | 43683.77 | 37088.83 | 14547.93 | 13944.09 | 12477 | 25 | 326 | 797 | 1123 | 3910 | 4547.86 | 9739.4 | 8457.86 | 0 | 8457.86 |  | https://www.sitefotos.com/vpics/guestmapdev?a0g2a6 | LINK
|  | GRVIOHXA | WNS2268 | Owned | Building | Central Office |  | 40.0676 | -82.519 | 131 East Broadway | Granville | OH | ON158-OH-023 | 2679 | REIT_ILEC | Windstream Ohio¦ LLC | ABS 2 | 19967.76 | 26744.56 | 6620.9 | 8210.38 | 6307 | 24 | 239 | 393 | 632 | 2151.6 | 7577.5 | 7633.7 | 9729.1 | 0 | 9729.1 |  | https://www.sitefotos.com/vpics/guestmapdev?d2f7d8 | LINK
| Yes: 12k sqft + Owned | GNBRARXA | WNS1370 | Owned | Building | Central Office |  | 35.2327 | -92.3884 | 9 South Broadview Street | Greenbrier | AR | ON202-AR-013 | 2298 | REIT_ILEC | Windstream Arkansas¦ LLC | ABS 1 | 57457.22 | 86295.67 | 23436.5 | 19649.56 | 20000 | 64 | 331 | 324 | 655 | 8811.8 | 20476.55 | 63414.33 | 29288.35 | 0 | 29288.35 | 2017-05-26 | https://www.sitefotos.com/vpics/guestmapdev?e4o1u0 | LINK
|  | GNFDIAAJ | WNS3295 | Owned | Building | Central Office | Warehouse | 41.2948 | -94.4602 | South Townline Road | Greenfield | IA | B0133013 | 3300 | REIT_ILEC | Windstream Iowa Communications¦ Inc. | ABS 2 | 0 | 0 | 0 | 0 | 10084 | 0 | 0 | 0 | 0 | 0 | 0 | 0 | 0 | 0 | 0 |  |  | LINK
|  | GNUPKYXA | WNS1737 | Owned | Building | Central Office |  | 38.5734 | -82.8396 | 304 Laurel St. | Greenup | KY | ON219-KY-020 | 2450 | REIT_ILEC | Windstream Kentucky East¦ LLC | ABS 1 | 24729.66 | 53759.69 | 17592.45 | 37100.65 | 4100 | 52 | 148 | 421 | 569 | 4658 | 17091.11 | 75762.86 | 21749.11 | 0 | 21749.11 | 2017-02-01 | https://www.sitefotos.com/vpics/guestmapdev?j4e7p2 | LINK
| Yes: 12k sqft + Owned | GRNLIAXC | WNS1631 | Owned | Building | Central Office |  | 41.7452 | -92.7254 | 1010 Main Street | Grinnell | IA | ON132-IA-1181 | 37 | REIT_ILEC | Windstream Iowa Communications¦ Inc. | ABS 2 | 37252.22 | 109942.31 | 21509.57 | 40362.96 | 15723 | 84 | 648 | 595 | 1243 | 86783.49 | 175897.93 | 71294.07 | 262681.42 | 21 | 262702.42 |  | https://www.sitefotos.com/vpics/guestmapdev?s1u7o1 | LINK
| Yes: 12k sqft + Owned | HRSNARXA |  | Owned | Building | Central Office |  | 36.2143 | -93.0791 | 202 Graham Street | Harrison | AR | B202322 | 1392 | REIT_ILEC | Windstream Arkansas¦ LLC | ABS 1 | 149943.27 | 97350.18 | 58606.83 | 23685.58 | 21579 | 81 | 472 | 144 | 616 | 12764 | 53237.64 | 52403.81 | 66001.64 | 0 | 66001.64 | 2014-07-11 | https://www.sitefotos.com/vpics/guestmapdev?o8a8x4 | LINK
| Yes: 12k sqft + Owned | HZRDKYXA | WNS1739 | Owned | Building | Central Office |  | 37.2499 | -83.1939 | 101 Winterberry Drive | Hazard | KY | ON219-KY-021 | 42 | REIT_ILEC | Windstream Kentucky East¦ LLC | ABS 1 | 46258.55 | 118939.09 | 9698.41 | 42853.88 | 14149 | 133 | 624 | 1401 | 2025 | 48976.38 | 165196.62 | 31654.32 | 214173 | 0 | 214173 | 2016-09-01 | https://www.sitefotos.com/vpics/guestmapdev?i6e5b4 | LINK
|  | HWSSGAXA | WNS1525 | Owned | Building | Central Office |  | 34.9517 | -83.7583 | 228 North Main Street | Hiawassee | GA | ON040-GA-01048 | 3779 | REIT_ILEC | Windstream Standard¦ LLC | ABS 1 | 8458.5 | 197507.04 | 5530.89 | 53358.24 | 3026 | 19 | 417 | 61 | 478 | 9336.66 | 23396.36 | 15434 | 32733.02 | 0 | 32733.02 | 2018-03-31 | https://sitefotos.com/vpics/guestmapdev?a1r2b1 | LINK
|  | HLRDFLXA | WNS1438 | Owned | Building | Central Office |  | 30.6897 | -81.9187 | 3745 Pecan Street | Hilliard | FL | ON047-FL-023 | 2341 | REIT_ILEC | Windstream Florida¦ Inc. | ABS 2 | 15654.69 | 25401.3 | 20548.17 | 6312.98 | 4360 | 30 | 187 | 219 | 406 | 4530 | 18102.56 | 0 | 22632.56 | 0 | 22632.56 | 2017-09-06 | https://www.google.com/maps/place/30%C2%B041'23.0%22N+81%C2%B055'07.3%22W/@30.6897234,-81.9193381,234m/data=!3m2!1e3!4b1!4m4!3m3!8m2!3d30.6897222!4d-81.9186944?entry=ttu&amp;g_ep=EgoyMDI2MDIyNC4wIKXMDSoASAFQAw%3D%3D">Google Maps</a> | LINK
|  | HIRMOHXA | WNS2272 | Owned | Building | Central Office |  | 41.31 | -81.146 | 11677 Hayden Street Rear | Hiram | OH | ON080-OH-013 | 2683 | REIT_ILEC | Windstream Western Reserve¦ Inc. | ABS 1 | 23926.8 | 14889.72 | 8424.15 | 7045.41 | 10605 | 14 | 73 | 99 | 172 | 0 | 2907.5 | 20485.1 | 2907.5 | 0 | 2907.5 |  | https://sitefotos.com/vpics/guestmapdev?f1y0i4 | LINK
|  | HLCRIAXP | WNS1638 | Owned | Building | Central Office |  | 42.5992 | -90.9922 | 5778 MAPLE RD | Holy Cross | IA | B0133018 | 930 | REIT_ILEC | Windstream Iowa Communications¦ Inc. | ABS 2 | 2042.35 | 4283.42 | 5775.07 | 817.65 | 2770 | 6 | 42 | 68 | 110 | 0 | 239 | 0 | 239 | 0 | 239 |  | https://www.google.com/maps/place/42%C2%B035'44.2%22N+90%C2%B059'45.6%22W/@42.5956377,-90.9958579,800m/data=!3m1!1e3!4m4!3m3!8m2!3d42.595608!4d-90.995998?entry=ttu&amp;g_ep=EgoyMDI1MTAyNi4wIKXMDSoASAFQAw%3D%3D">Google Maps</a> | LINK
| Yes: 12k sqft + Owned | HDSNOHXB | WNS1063 | Owned | Building | Central Office |  | 41.2171 | -81.4425 | 1300 Terex Road | Hudson | OH | ON080-OH-015 | 2031 | REIT_ILEC | Windstream Western Reserve¦ Inc. | ABS 1 | 10196.96 | 22058.62 | 3969.1 | 5551.47 | 29978 | 20 | 167 | 5 | 172 | 390 | 3113 | 481 | 3503 | 0 | 3503 |  | https://www.sitefotos.com/vpics/guestmapdev?u1a0v7 | LINK
| Yes: 12k sqft + Owned | HDSNOHXA | WNS2275 | Owned | Building | Central Office |  | 41.2434 | -81.44 | 245 North Main Street | Hudson | OH | ON080-OH-043 | 3800 | REIT_ILEC | Windstream Western Reserve¦ Inc. | ABS 1 | 151219.15 | 292937.87 | 42853.14 | 87782.52 | 18705 | 170 | 486 | 241 | 727 | 119468.81 | 211677.8 | 26906.52 | 331146.61 | 0 | 331146.61 | 2007-12-01 | https://sitefotos.com/vpics/guestmapdev?u6l0o6 | LINK
|  | WTWDTXXA | WNS2619 | Owned | Building | Central Office |  | 30.8116 | -95.2597 | 24500 Waterwood Parkway | Huntsville | TX | ON209-TX-004 | 147 | REIT_ILEC | Windstream Sugar Land¦ Inc. | ABS 2 | 13830.37 | 14087.57 | 3915.8 | 2854.38 | 5150 | 9 | 105 | 0 | 105 | 1280 | 2372 | 0 | 3652 | 0 | 3652 |  |  | LINK
|  | IRTNGAXA | WNS1529 | Owned | Building | Central Office |  | 32.8203 | -83.1678 | 113 Wriley Road | Irwinton | GA | ON044-GA-003 | 130 | REIT_ILEC | Windstream Accucomm Telecommunications¦ LLC | ABS 2 | 18589.07 | 33935.07 | 4431.32 | 11287.95 | 5856 | 26 | 346 | 54 | 400 | 6307 | 8154.3 | 23953.19 | 14461.3 | 0 | 14461.3 | 2018-07-01 | https://sitefotos.com/vpics/guestmapdev?d0w8f0 | LINK
|  | JSPRGAXA | WNS1532 | Owned | Building | Central Office |  | 34.4682 | -84.4314 | 69 Stegall Drive | Jasper | GA | ON042-GA-051 | 215 | REIT_ILEC | Windstream Georgia Communications¦ LLC | ABS 1 | 23841.25 | 37315.92 | 5449.75 | 12081.5 | 3452 | 22 | 342 | 368 | 710 | 26282.12 | 57572.76 | 31373.49 | 83854.88 | 0 | 83854.88 |  | https://sitefotos.com/vpics/guestmapdev?j8t5r2 | LINK
|  | JLLYIAXE |  | Owned | Building | Central Office |  | 42.4784 | -94.7185 | Alley East Of 129 Maston St | Jolley | IA | ON132-IA-1204 | 1688 | REIT_ILEC | Windstream Iowa Communications¦ Inc. | ABS 2 | 0 | 0 | 0 | 0 | 10084 | 3 | 23 | 0 | 23 | 0 | 0 | 0 | 0 | 0 | 0 |  |  | LINK
|  | KNTNOHXA | WNS2278 | Owned | Building | Central Office |  | 40.6479 | -83.6103 | 225 West Columbus Street | Kenton | OH | ON158-OH-025 | 2686 | REIT_ILEC | Windstream Ohio¦ LLC | ABS 2 | 33005.9 | 45165.06 | 12605.5 | 13894.25 | 9800 | 30 | 473 | 557 | 1030 | 2452.58 | 27447.49 | 2556 | 29900.07 | 0 | 29900.07 |  | https://www.sitefotos.com/vpics/guestmapdev?n4b2c1 | LINK
| Yes: 12k sqft + Owned | KRVLTXXA | WNS2631 | Owned | Building | Central Office |  | 30.0453 | -99.14 | 812 Water Street | Kerrville | TX | ON810-TX-009 | 2899 | REIT_ILEC | Windstream Communications Kerrville¦ LLC | ABS 1 | 44982.18 | 68041.94 | 10368.24 | 23709.36 | 24782 | 144 | 720 | 787 | 1507 | 13942.9 | 48060.79 | 4423 | 62003.69 | 0 | 62003.69 | 2008-02-29 | https://www.sitefotos.com/vpics/guestmapdev?g2e5m3 | LINK
|  | KGVLOHXA | WNS2279 | Owned | Building | Central Office |  | 41.8894 | -80.6748 | 3124 Main Street | KINGSVILLE | OH | ON080-OH-017 | 230 | REIT_ILEC | Windstream Western Reserve¦ Inc. | ABS 2 | 24970.34 | 22819.04 | 5858.07 | 7930.35 | 3232 | 23 | 132 | 336 | 468 | 950 | 18922.46 | 0 | 19872.46 | 0 | 19872.46 |  | https://www.sitefotos.com/vpics/guestmapdev?d4k5f1 | LINK
|  | KNVLIAXD |  | Owned | Building | Central Office |  | 41.3493 | -93.0256 | 1690 Kennedy | Knoxviile | IA | ON132-IA-01180 | 3871 | REIT_ILEC | Windstream Iowa Communications¦ Inc. | ABS 2 | 0 | 0 | 0 | 0 | 10084 | 5 | 30 | 75 | 105 | 0 | 0 | 0 | 0 | 0 | 0 | 1989-03-10 |  | LINK
|  | KNVLIAWH | WNS3298 | Owned | Building | Central Office | Warehouse | 41.3203 | -93.0615 | 606 North Godfrey Lane | Knoxville | IA | ON132-IA-1112 | 3302 | REIT_ILEC | Windstream Iowa Communications¦ Inc. | ABS 2 | 0 | 0 | 0 | 0 | 10084 | 5 | 330 | 0 | 330 | 0 | 0 | 0 | 0 | 0 | 0 | 2015-12-01 |  | LINK
|  | KNVLIAXC | WNS0529 | Owned | Building | Central Office |  | 41.3196 | -93.0983 | 108 East Marion Street | Knoxville | IA | ON132-IA-1211 | 1692 | REIT_ILEC | Windstream Iowa Communications¦ Inc. | ABS 2 | 48014.92 | 70867.03 | 28948.12 | 18976.16 | 5078 | 79 | 257 | 1771 | 2028 | 10278.29 | 102182.83 | 70229.19 | 112461.12 | 289.82 | 112750.94 |  | https://www.sitefotos.com/vpics/guestmapdev?a0r4l8 | LINK
|  | LFYTGAXA | WNS1536 | Owned | Building | Central Office |  | 34.7067 | -85.2827 | 105 Cherokee Street | Lafayette | GA | ON043-GA-019 | 90 | REIT_ILEC | Georgia Windstream¦ LLC | ABS 2 | 8126.5 | 44077.75 | 6047.73 | 14601.2 | 8000 | 37 | 412 | 932 | 1344 | 12199.8 | 20136.36 | 22480.52 | 32336.16 | 0 | 32336.16 | 2017-05-26 | https://sitefotos.com/vpics/guestmapdev?i1c5i5 | LINK
|  | ELYROHXD | WNS1065 | Owned | Building | Central Office |  | 41.3126 | -82.1173 | 12045 State Route 301 | LaGrange | OH | ON158-OH-009 | 2033 | REIT_ILEC | Windstream Ohio¦ LLC | ABS 1 | 20092.07 | 14642.24 | 12985.54 | 7908.44 | 3015 | 16 | 128 | 266 | 394 | 1248 | 1951.9 | 1908 | 3199.9 | 0 | 3199.9 |  | https://www.sitefotos.com/vpics/guestmapdev?d8y7j6 | LINK
|  | LKCYIAXO | WNS0532 | Owned | Building | Central Office |  | 42.2685 | -94.7336 | 106 East Washington | Lake City | IA | ON132-IA-1214 | 1695 | REIT_ILEC | Windstream Iowa Communications¦ Inc. | ABS 2 | 8236.41 | 4614.96 | 994.75 | 2124.35 | 5368 | 9 | 263 | 0 | 263 | 0 | 665 | 0 | 665 | 0 | 665 |  | https://www.sitefotos.com/vpics/guestmapdev?c7s5f8 | LINK
|  | LAMSTXXA | WNS2635 | Owned | Building | Central Office |  | 32.7321 | -101.9509 | 313 South 1st Street | Lamesa | TX | 5545001 | 2901 | REIT_ILEC | Valor Telecommunications of Texas¦ LLC | ABS 2 | 39426.36 | 18692.21 | 10536.25 | 4520.5 | 9638 | 20 | 338 | 1236 | 1574 | 4010.3 | 16677.77 | 14318.9 | 20688.07 | 0 | 20688.07 |  | https://www.sitefotos.com/vpics/guestmapdev?k0a0n2 | LINK
|  | LAVNGAXA | WNS1538 | Owned | Building | Central Office |  | 34.4359 | -83.1044 | 5801 Vickery Street | Lavonia | GA | ON042-GA-053 | 176 | REIT_ILEC | Windstream Georgia Communications¦ LLC | ABS 1 | 8551.02 | 46309.46 | 2477.5 | 15351.82 | 4750 | 42 | 541 | 301 | 842 | 13414.94 | 35689.73 | 39576.99 | 49104.67 | 0 | 49104.67 |  | https://sitefotos.com/vpics/guestmapdev?s5r0m4 | LINK
|  | LEDSALXA | WNS1345 | Owned | Building | Central Office | Warehouse | 33.5437 | -86.5444 | 8372 1St Avenue Southeast | Leeds | AL | ON068-AL-009 | 116 | REIT_ILEC | Windstream Alabama¦ LLC | ABS 2 | 35776.63 | 56918.13 | 11967.58 | 18809.4 | 6445 | 27 | 295 | 984 | 1279 | 11233.8 | 19443.02 | 24308.33 | 30676.82 | 0 | 30676.82 | 2014-09-01 | https://www.google.com/maps/place/Kinetic+Fiber+Internet+-+Leeds,+AL/@33.5437994,-86.544579,122m/data=!3m1!1e3!4m12!1m5!3m4!2zMzPCsDMyJzM3LjUiTiA4NsKwMzInMzguOSJX!8m2!3d33.54375!4d-86.54415!3m5!1s0x889a4da4998c95e9:0x11c2307e37c41fd5!8m2!3d33.5436989!4d-86.5443555!16s%2Fg%2F1s04fts47?entry=ttu&amp;g_ep=EgoyMDI2MDIyMi4wIKXMDSoASAFQAw%3D%3D">Google Maps</a> | https://www.google.com/maps/place/Kinetic+Fiber+Internet+-+Leeds,+AL/@33.5437994,-86.544579,122m/data=!3m1!1e3!4m12!1m5!3m4!2zMzPCsDMyJzM3LjUiTiA4NsKwMzInMzguOSJX!8m2!3d33.54375!4d-86.54415!3m5!1s0x889a4da4998c95e9:0x11c2307e37c41fd5!8m2!3d33.5436989!4d-86.5443555!16s%2Fg%2F1s04fts47?entry=ttu&amp;g_ep=EgoyMDI2MDIyMi4wIKXMDSoASAFQAw%3D%3D">Google Maps</a>
|  | LTFDKYXA | WNS1752 | Owned | Building | Central Office |  | 37.4845 | -86.294 | 399 N Cannon Dr BLDG A | Leitchfield | KY | ON219-KY-025 | 426 | REIT_ILEC | Windstream Kentucky East¦ LLC | ABS 2 | 32439.88 | 39792.03 | 15690.98 | 12820.6 | 4500 | 35 | 205 | 1128 | 1333 | 9981.35 | 11699.17 | 116831.05 | 21680.52 | 0 | 21680.52 |  | https://www.sitefotos.com/vpics/guestmapdev?s0e4v5 | LINK
| Yes: 12k sqft + Owned | LVLDTXXA | WNS2638 | Owned | Building | Central Office | Tower | 33.5881 | -102.3795 | 506 Avenue I | Levelland | TX | ON400-01-054 | 2215 | REIT_ILEC | Valor Telecommunications of Texas¦ LLC | ABS 2 | 62293.72 | 37529.42 | 20677.18 | 15123.29 | 12108 | 75 | 280 | 684 | 964 | 8290 | 24438.57 | 3619 | 32728.57 | 0 | 32728.57 | 2016-08-01 | https://www.sitefotos.com/vpics/guestmapdev?p2h0f6 | LINK
|  | LTFDTXXA | WNS2640 | Owned | Building | Central Office |  | 33.921 | -102.3298 | 600 East 5th Street | Littlefield | TX | 5547001 | 2905 | REIT_ILEC |  | ABS 2 | 11419.7 | 22928.6 | 9534.15 | 8514.23 | 10872 | 39 | 200 | 541 | 741 | 1433.9 | 3698.6 | 5430.1 | 5132.5 | 0 | 5132.5 |  | https://www.sitefotos.com/vpics/guestmapdev?k4a1l3 | LINK
| Yes: 12k sqft + Owned | LVOKFLXA | WNS1448 | Owned | Building | Central Office |  | 30.294 | -82.9821 | 206 White Avenue SE | Live Oak | FL | ON047-FL-1012 | 2347 | REIT_ILEC | Windstream Florida¦ Inc. | ABS 2 | 177616.39 | 165791.72 | 20604.42 | 59604.05 | 21370 | 123 | 774 | 856 | 1630 | 67011.38 | 100782.94 | 50269.76 | 167794.32 | 1027.52 | 168821.84 | 2007-04-01 | https://www.google.com/maps/place/30%C2%B017'38.3%22N+82%C2%B058'56.0%22W/@30.2939734,-82.9828659,179m/data=!3m2!1e3!4b1!4m4!3m3!8m2!3d30.2939722!4d-82.9822222?entry=ttu&amp;g_ep=EgoyMDI2MDIyNC4wIKXMDSoASAFQAw%3D%3D">Google Maps</a> | LINK
|  | MDSNOHXA | WNS2282 | Owned | Building | Central Office |  | 41.8003 | -81.049 | 2740 Hubbard Road | MADISON | OH | ON080-OH-019 | 232 | REIT_ILEC | Windstream Western Reserve¦ Inc. | ABS 1 | 24646.76 | 47135.95 | 13339.08 | 21123.97 | 3222 | 28 | 366 | 362 | 728 | 270 | 7302.58 | 11749.4 | 7572.58 | 0 | 7572.58 |  | https://www.sitefotos.com/vpics/guestmapdev?t7h6c8 | LINK
|  | MNCHIAXO | WNS1646 | Owned | Building | Central Office |  | 42.4847 | -91.4572 | 107 East Fayette Street | Manchester | IA | ON132-IA-1178 | 58 | REIT_ILEC | Windstream Iowa Communications¦ Inc. | ABS 2 | 20657.98 | 27413.45 | 5716.44 | 11256.47 | 10684 | 30 | 474 | 461 | 935 | 7810 | 25980.43 | 28853.97 | 33790.43 | 21 | 33811.43 |  | https://www.google.com/maps/place/42%C2%B029'03.8%22N+91%C2%B027'27.7%22W/@42.484381,-91.4583267,153m/data=!3m2!1e3!4b1!4m4!3m3!8m2!3d42.48438!4d-91.457683?entry=ttu&amp;g_ep=EgoyMDI2MDIyNC4wIKXMDSoASAFQAw%3D%3D">Google Maps</a> | LINK
|  | MNCHIAWH | WNS1645 | Owned | Building | Central Office | Warehouse | 42.4559 | -91.4784 | 1614 230Th Street | Manchester | IA | B0133017 |  | WIN_ILEC | Windstream Iowa Communications¦ Inc. | ABS 2 | 19276 | 2471.53 | 11491.63 | 974.38 | 8500 | 2 | 0 | 0 | 0 | 0 | 0 | 0 | 0 | 0 | 0 |  | https://www.sitefotos.com/vpics/guestmapdev?h4y8s2 | LINK
|  | MNCHGAXA | WNS1542 | Owned | Building | Central Office |  | 32.8513 | -84.6159 | 212 2nd Street | Manchester | GA | ON042-GA-133 | 100 | REIT_ILEC | Windstream Georgia Communications¦ LLC | ABS 2 | 7736.88 | 31303.59 | 758.84 | 10154.45 | 7438 | 31 | 257 | 320 | 577 | 7031.66 | 8466 | 4185 | 15497.66 | 0 | 15497.66 | 2017-05-26 | https://sitefotos.com/vpics/guestmapdev?r2b1n1 | LINK
|  | MRNGIAXO | WNS1648 | Owned | Building | Central Office |  | 41.7989 | -92.0694 | 151 East Hilton | Marengo | IA | ON132-IA-1190 | 159 | REIT_ILEC | Windstream Iowa Communications¦ Inc. | ABS 2 | 13852.79 | 16243.68 | 2149.1 | 4672.29 | 4800 | 15 | 146 | 266 | 412 | 606 | 220 | 10746.4 | 826 | 0 | 826 |  | https://www.sitefotos.com/vpics/guestmapdev?q3o4r0 | LINK
|  | MAYOFLXA | WNS1450 | Owned | Building | Central Office |  | 30.0542 | -83.1763 | 153 Northwest Crawford Street | Mayo | FL | ON047-FL-032 | 267 | REIT_ILEC | Windstream Florida¦ Inc. | ABS 2 | 27165.68 | 25305.35 | 6453.7 | 8079.74 | 2746 | 20 | 419 | 288 | 707 | 0 | 16592.89 | 36194.05 | 16592.89 | 0 | 16592.89 |  | https://www.google.com/maps/place/153+NW+Crawford+St,+Mayo,+FL+32066/@30.0542213,-83.1769053,235m/data=!3m2!1e3!4b1!4m6!3m5!1s0x88eecbed82a913b9:0x979775c6de9bea5c!8m2!3d30.0542201!4d-83.1762616!16s%2Fg%2F11d_vtw9rc?entry=ttu&amp;g_ep=EgoyMDI2MDEyOC4wIKXMDSoASAFQAw%3D%3D">Google Maps</a> | https://www.google.com/maps/place/153+NW+Crawford+St,+Mayo,+FL+32066/@30.0542213,-83.1769053,235m/data=!3m2!1e3!4b1!4m6!3m5!1s0x88eecbed82a913b9:0x979775c6de9bea5c!8m2!3d30.0542201!4d-83.1762616!16s%2Fg%2F11d_vtw9rc?entry=ttu&amp;g_ep=EgoyMDI2MDEyOC4wIKXMDSoASAFQAw%3D%3D">Google Maps</a>
|  | MCRAGAXA | WNS1545 | Owned | Building | Central Office |  | 32.0668 | -82.8975 | 8 East Oak Street | McRae | GA | ON042-GA-097 | 194 | REIT_ILEC | Windstream Georgia Communications¦ LLC | ABS 2 | 23287.94 | 29082.49 | 1842.43 | 8100.79 | 3813 | 23 | 378 | 1026 | 1404 | 7316.57 | 45288.83 | 18011.33 | 52605.4 | 0 | 52605.4 | 2017-05-26 | https://www.sitefotos.com/vpics/guestmapdev?c5a5g6 | LINK
|  | MLRSIAXO |  | Owned | Building | Central Office |  | 40.9754 | -93.0481 | 105 TRINITY AVE | Melrose | IA | ON132-IA-1213 |  | WIN_ILEC |  | ABS 2 | 0 | 0 | 0 | 0 | 10084 | 7 | 50 | 0 | 50 | 1295 | 0 | 4073.3 | 1295 | 0 | 1295 |  |  | LINK
|  | MMPHTXXA | WNS2654 | Owned | Building | Central Office |  | 34.7245 | -100.5394 | 721 West Noel Street | Memphis | TX | ON400-TX-112 | 2916 | REIT_ILEC | Valor Telecommunications of Texas¦ LLC | ABS 1 | 36511.71 | 37649.83 | 4702.43 | 9522.25 | 9620 | 48 | 257 | 502 | 759 | 1688.87 | 19410.24 | 7138 | 21099.11 | 0 | 21099.11 | 2014-09-01 | https://www.sitefotos.com/vpics/guestmapdev?a5w4m1 | LINK
| Yes: 12k sqft + Owned | MDVLGAXA | WNS1550 | Owned | Building | Central Office |  | 33.0908 | -83.2285 | 750 North Jefferson Street | Milledgeville | GA | ON042-GA-103 | 19 | REIT_ILEC | Windstream Georgia Communications¦ LLC | ABS 2 | 86249.72 | 156249.37 | 45893.97 | 50239.29 | 25764 | 93 | 1016 | 346 | 1362 | 40278.47 | 76847.68 | 212148.55 | 117126.15 | 0 | 117126.15 | 2017-05-26 | https://sitefotos.com/vpics/guestmapdev?t5n6n8 | LINK
|  | MONRGAXB | WNS0397 | Owned | Building | Central Office | Warehouse | 33.8904 | -83.7199 | 3375 GA-11 | Monroe | GA | ON042-GA-01050 | 3801 | REIT_ILEC | Windstream Georgia Communications¦ LLC | ABS 2 | 88106.45 | 25821.04 | 13388.37 | 9701.29 | 11041 | 3 | 69 | 5 | 74 | 0 | 0 | 0 | 0 | 0 | 0 |  | https://www.google.com/maps/place/3375+GA-11,+Monroe,+GA+30656/@33.8905049,-83.7205933,226m/data=!3m2!1e3!4b1!4m6!3m5!1s0x88f5db77d56dfa87:0x273261ea0cd03aa7!8m2!3d33.8905038!4d-83.7199496!16s%2Fg%2F11bw4cc7y6?entry=ttu&amp;g_ep=EgoyMDI1MTAyMi4wIKXMDSoASAFQAw%3D%3D">Google Maps</a> | https://www.google.com/maps/place/3375+GA-11,+Monroe,+GA+30656/@33.8905049,-83.7205933,226m/data=!3m2!1e3!4b1!4m6!3m5!1s0x88f5db77d56dfa87:0x273261ea0cd03aa7!8m2!3d33.8905038!4d-83.7199496!16s%2Fg%2F11bw4cc7y6?entry=ttu&amp;g_ep=EgoyMDI1MTAyMi4wIKXMDSoASAFQAw%3D%3D">Google Maps</a>
|  | MONRGAXA | WNS1551 | Owned | Building | Central Office |  | 33.7965 | -83.7125 | 129 East Highland Avenue | Monroe | GA | ON042-GA-109 | 155 | REIT_ILEC | Windstream Georgia Communications¦ LLC | ABS 2 | 34664.73 | 50041.43 | 4921.39 | 12779.09 | 4860 | 36 | 518 | 796 | 1314 | 15499.9 | 38017.21 | 10945.56 | 53517.11 | 0 | 53517.11 | 2017-05-26 | https://sitefotos.com/vpics/guestmapdev?o3b5r8 | LINK
|  | MTZMGAXA | WNS1552 | Owned | Building | Central Office |  | 32.3017 | -84.0308 | 111 Drayton Street | Montezuma | GA | ON042-GA-098 | 143 | REIT_ILEC | Windstream Georgia Communications¦ LLC | ABS 1 | 6461.09 | 35356.66 | 3042.44 | 11834.77 | 5332 | 25 | 267 | 755 | 1022 | 13847.9 | 11298.37 | 22062.33 | 25146.27 | 0 | 25146.27 | 2017-05-26 | https://sitefotos.com/vpics/guestmapdev?w3l2c4 | LINK
|  | MNTIKYXA | WNS1775 | Owned | Building | Central Office |  | 36.8313 | -84.8504 | 45 Huffaker Street | Monticello | KY | ON219-KY-032 | 185 | REIT_ILEC | Windstream Kentucky East¦ LLC | ABS 1 | 17461.08 | 40457.75 | 4874 | 13735.1 | 4047 | 42 | 435 | 1574 | 2009 | 8194.85 | 27357.78 | 28455.48 | 35552.63 | 0 | 35552.63 | 2001-01-01 | https://www.sitefotos.com/vpics/guestmapdev?j0d2o5 | LINK
|  | LEDSALXB | WNS1346 | Owned | Building | Central Office |  | 33.5934 | -86.4985 | 920 Park Avenue | Moody | AL | ON068-AL-005 | 235 | REIT_ILEC | Windstream Alabama¦ LLC | ABS 2 | 21334.55 | 102721.77 | 4136.43 | 30581.71 | 3200 | 52 | 239 | 1389 | 1628 | 17788.73 | 29930.82 | 12047.4 | 47719.55 | 0 | 47719.55 | 2014-08-15 | https://www.google.com/maps/place/33%C2%B035'36.4%22N+86%C2%B029'54.7%22W/@33.5934571,-86.4991794,173m/data=!3m2!1e3!4b1!4m4!3m3!8m2!3d33.593456!4d-86.4985357?entry=ttu&amp;g_ep=EgoyMDI2MDIyMi4wIKXMDSoASAFQAw%3D%3D">Google Maps</a> | LINK
|  | MORVIAIC |  | Leased/Easement | Building | Central Office |  | 40.8921 | -92.9835 | 10435 160th Ave | Moravia | IA | ON132-IA-1283 |  | WIN_ILEC |  | ABS 2 | 0 | 0 | 0 | 0 | 10084 | 5 | 49 | 0 | 49 | 0 | 0 | 0 | 0 | 0 | 0 |  |  | LINK
| Yes: 12k sqft + Owned | MRHDKYXA | WNS1776 | Owned | Building | Central Office | Switch | 38.1837 | -83.4348 | 154 East 2nd Street | Morehead | KY | ON219-KY-033 | 23 | REIT_ILEC | Windstream Kentucky East¦ LLC | ABS 1 | 37578.36 | 109271.36 | 6631.25 | 39402.98 | 23104 | 160 | 263 | 407 | 670 | 17854.9 | 107767.71 | 81907.1 | 125622.61 | 0 | 125622.61 |  | https://www.sitefotos.com/vpics/guestmapdev?q5b1t3 | LINK
| Yes: 12k sqft + Owned | MLTRGAXA | WNS1556 | Owned | Building | Central Office |  | 31.1775 | -83.7837 | 216 4th Street SE | Moultrie | GA | ON042-GA-131 | 20 | REIT_ILEC | Windstream Georgia Communications¦ LLC | ABS 1 | 44518.26 | 130268.76 | 32316.68 | 39313.9 | 25380 | 89 | 460 | 2509 | 2969 | 13721 | 107934.84 | 34945.33 | 121655.84 | 0 | 121655.84 | 2017-05-26 | https://sitefotos.com/vpics/guestmapdev?u2o1q0 | LINK
| Yes: 12k sqft + Owned | MLTRGA05 | WNS0398 | Owned | Building | Central Office | Warehouse | 31.1792 | -83.7488 | 282 Industrial Drive | Moultrie | GA | B042274 | 3432 | REIT_ILEC | Windstream Georgia Communications¦ LLC | ABS 1 | 63723.57 | 35179.59 | 23980.62 | 9833.75 | 15016 | 4 | 0 | 0 | 0 | 0 | 0 | 0 | 0 | 0 | 0 |  | https://www.sitefotos.com/vpics/guestmapdev?g0p7o8 | LINK
|  | MTAYIAXC | WNS0579 | Owned | Building | Central Office |  | 40.7126 | -94.2373 | 300 South Taylor | Mount Ayr | IA | ON132-IA-1244 | 1723 | REIT_ILEC | Windstream Iowa Communications¦ Inc. | ABS 2 | 20150.69 | 24129.47 | 4949.56 | 8589.84 | 5892 | 9 | 365 | 50 | 415 | 1450 | 2511.77 | 3059 | 3961.77 | 0 | 3961.77 |  | https://www.sitefotos.com/vpics/guestmapdev?i8a4g2 | LINK
|  | MNPLIAXC | WNS1653 | Owned | Building | Central Office |  | 40.9679 | -91.5534 | 101 West Madison | Mount Pleasant | IA | ON132-IA-1245 | 89 | REIT_ILEC | Windstream Iowa Communications¦ Inc. | ABS 2 | 20164.05 | 63015 | 2929.73 | 19426.8 | 8065 | 48 | 791 | 87 | 878 | 7358.8 | 50304.07 | 20049.66 | 57662.87 | 1274.36 | 58937.23 |  | https://www.sitefotos.com/vpics/guestmapdev?m1a0e7 | LINK
|  | MTVRKYXA | WNS1780 | Owned | Building | Central Office | Network Property | 37.3543 | -84.3415 | 80 West Main St | Mount Vernon | KY | ON999-KY-01021 | 3952 | REIT_ILEC |  | ABS 2 | 18759.05 | 499.09 | 3591.14 | 109.28 | 3121 | 20 | 391 | 453 | 844 | 2206.9 | 14350.92 | 28286.5 | 16557.82 | 0 | 16557.82 |  | https://www.sitefotos.com/vpics/guestmapdev?c6r5d8 | LINK
|  | NSVLGAXA | WNS1558 | Owned | Building | Central Office |  | 31.2061 | -83.2513 | 203 South Bartow Street | Nashville | GA | ON042-GA-068 | 246 | REIT_ILEC | Windstream Georgia Communications¦ LLC | ABS 1 | 15265.71 | 38309.35 | 2894.44 | 13081.69 | 3008 | 32 | 382 | 1833 | 2215 | 1702.8 | 22029.88 | 94633.13 | 23732.68 | 0 | 23732.68 |  | https://sitefotos.com/vpics/guestmapdev?x1h4l5 | LINK
|  | NEVDIAXC | WNS1654 | Owned | Building | Central Office |  | 42.0209 | -93.4511 | 635 J Avenue | Nevada | IA | ON132-IA-1252 | 198 | REIT_ILEC | Windstream Iowa Communications¦ Inc. | ABS 2 | 11056.93 | 28612.74 | 2617.89 | 9103.62 | 3724 | 24 | 373 | 291 | 664 | 6692.5 | 6010.5 | 5621.9 | 12703 | 0 | 12703 |  | https://www.sitefotos.com/vpics/guestmapdev?n6s2h3 | LINK
|  | NHTNIAWH | WNS3303 | Owned | Building | Central Office |  | 43.0661 | -92.3078 | 627 North Pleasant Hill Avenue | New Hampton | IA | ON132-IA-1113 | 3305 | REIT_ILEC | Windstream Iowa Communications¦ Inc. | ABS 2 | 0 | 0 | 0 | 0 | 10084 | 1 | 0 | 0 | 0 | 0 | 0 | 0 | 0 | 0 | 0 |  |  | LINK
|  | NHTNIAXC | WNS1655 | Owned | Building | Central Office |  | 43.0591 | -92.3127 | 201 East Main | New Hampton | IA | ON132-IA-1253 | 2410 | REIT_ILEC | Windstream Iowa Communications¦ Inc. | ABS 2 | 20634.31 | 11355.58 | 5184.2 | 5897.08 | 3812 | 32 | 267 | 133 | 400 | 1850 | 8116.15 | 6964 | 9966.15 | 0 | 9966.15 |  | https://www.sitefotos.com/vpics/guestmapdev?h4e6x2 | LINK
| Yes: 12k sqft + Owned | NWRKOHXA | WNS2289 | Owned | Building | Central Office |  | 40.0594 | -82.4049 | 66 North 4th Street | Newark | OH | ON158-OH-024 | 2693 | REIT_ILEC | Windstream Ohio¦ LLC | ABS 2 | 49396.64 | 121164.43 | 30226.23 | 45375.08 | 35563 | 145 | 717 | 1236 | 1953 | 6099.45 | 28989.82 | 57489.56 | 35089.27 | 0 | 35089.27 |  | https://www.sitefotos.com/vpics/guestmapdev?d8r3s3 | LINK
|  | NWRKOHXC | WNS2294 | Owned | Building | Central Office |  | 40.0575 | -82.4272 | 214 Neal Avenue | Newark | OH | ON158-OH-015 | 2698 | REIT_ILEC | Windstream Ohio¦ LLC | ABS 2 | 11492.02 | 37418.83 | 16558.27 | 11204.83 | 8571 | 21 | 353 | 1001 | 1354 | 3248.8 | 5165.7 | 3534.9 | 8414.5 | 0 | 8414.5 |  | https://www.sitefotos.com/vpics/guestmapdev?s6n7d8 | LINK
|  | NWRKOHXD | WNS2291 | Owned | Building | Central Office |  | 40.0136 | -82.4046 | 7322 Dorsey Mill Road Southeast | Newark | OH | ON158-OH-014 | 2695 | REIT_ILEC | Windstream Ohio¦ LLC | ABS 2 | 21970.46 | 17911.26 | 4915.45 | 6951.21 | 3890 | 24 | 104 | 187 | 291 | 5275 | 7310.4 | 10830.2 | 12585.4 | 0 | 12585.4 |  | https://www.sitefotos.com/vpics/guestmapdev?r8u6a6 | LINK
|  | NWRKOHXB | WNS2290 | Owned | Building | Central Office |  | 40.0869 | -82.4271 | 320 Deo Drive | Newark | OH | ON158-OH-013 | 2694 | REIT_ILEC | Windstream Ohio¦ LLC | ABS 2 | 22088.84 | 49744.82 | 5754.05 | 18913.78 | 3870 | 25 | 368 | 1098 | 1466 | 1305 | 7591.2 | 9091.3 | 8896.2 | 0 | 8896.2 |  | https://www.sitefotos.com/vpics/guestmapdev?o8d4a1 | LINK
|  | HETHOHXA | WNS2292 | Owned | Building | Central Office |  | 40.0413 | -82.4417 | 1046 Harris Avenue | Newark | OH | ON158-OH-012 | 2696 | REIT_ILEC | Windstream Ohio¦ LLC | ABS 2 | 13836.72 | 25230.74 | 6747.48 | 5840.05 | 3614 | 27 | 316 | 513 | 829 | 2837 | 4385.9 | 7342.7 | 7222.9 | 0 | 7222.9 | 2017-05-26 | https://www.sitefotos.com/vpics/guestmapdev?j7p7u8 | LINK
| Yes: 12k sqft + Owned | NWTNIAXC | WNS1656 | Owned | Building | Central Office |  | 41.6983 | -93.0545 | 115 S Second Ave W | Newton | IA | ON132-IA-01178 | 2411 | REIT_ILEC | Windstream Iowa Communications¦ Inc. | ABS 2 | 143343.34 | 91808.72 | 31658.36 | 22200.06 | 43934 | 60 | 862 | 1789 | 2651 | 7531.78 | 39884.18 | 90116.1 | 47415.96 | 0 | 47415.96 |  | https://www.sitefotos.com/vpics/guestmapdev?v2o0r3 | LINK
| Yes - High Rack count | NCVLKYXA | WNS1784 | Owned | Building | Central Office |  | 37.8807 | -84.5724 | 105 North York Street | Nicholasville | KY | ON219-KY-035 | 123 | REIT_ILEC | Windstream Kentucky East¦ LLC | ABS 1 | 22704.46 | 83234.99 | 9764.05 | 22830.17 | 6190 | 121 | 335 | 1385 | 1720 | 19185.03 | 26962.61 | 49596.69 | 46147.64 | 0 | 46147.64 |  | https://www.sitefotos.com/vpics/guestmapdev?e7q8w5 | LINK
|  | NCNATXXA | WNS2673 | Owned | Building | Central Office |  | 33.789 | -97.7265 | 117 East Oak Street | Nocona | TX | ON131-TX-018 | 113 | REIT_ILEC | Texas Windstream¦ LLC | ABS 1 | 13871.13 | 27432.25 | 6049.29 | 6941.63 | 6642 | 21 | 165 | 551 | 716 | 2282 | 3964 | 2812 | 6246 | 0 | 6246 | 2017-05-26 | https://www.sitefotos.com/vpics/guestmapdev?o7m6y8 | LINK
|  | NRVLOHXA | WNS1068 | Owned | Building | Central Office |  | 41.391 | -82.0191 | 6874 Avon Belden Road | North Ridgeville | OH | ON158-OH-016 | 2036 | REIT_ILEC | Windstream Ohio¦ LLC | ABS 1 | 18919.19 | 49097.53 | 8102.58 | 13337.74 | 10048 | 57 | 207 | 235 | 442 | 1130 | 13757.26 | 565 | 14887.26 | 0 | 14887.26 |  | https://www.sitefotos.com/vpics/guestmapdev?d7e0t1 | LINK
| Yes: 12k sqft + Owned | NRFDOHXA | WNS2297 | Owned | Building | Central Office |  | 41.3147 | -81.537 | 54 Leonard Avenue | Northfield | OH | B080033 | 2701 | REIT_ILEC | Windstream Western Reserve¦ Inc. | ABS 1 | 53064.32 | 123417.05 | 33189.06 | 36876.69 | 66721 | 93 | 371 | 960 | 1331 | 4919.5 | 34006.75 | 24440.44 | 38926.25 | 0 | 38926.25 |  | https://www.sitefotos.com/vpics/guestmapdev?q4k0k6 | LINK
|  | NRWDNCXA | WNS1925 | Owned | Building | Central Office | Switch | 35.2267 | -80.1227 | 238 North Main Street | Norwood | NC | ON017-NC-026 | 219 | REIT_ILEC | Windstream North Carolina¦ LLC | ABS 2 | 13238.08 | 18830.9 | 1134.28 | 3417.55 | 3400 | 15 | 254 | 63 | 317 | 1310 | 1264.5 | 5104.33 | 2574.5 | 0 | 2574.5 |  | https://www.sitefotos.com/vpics/guestmapdev?e0l4c5 | LINK
|  | OLHLKYXA | WNS1785 | Owned | Building | Central Office |  | 38.3022 | -83.1703 | 133 Mills Street | Olive Hill | KY | ON219-KY-036 | 231 | REIT_ILEC | Windstream Kentucky East¦ LLC | ABS 1 | 20804.91 | 21593.52 | 1356.72 | 6459.09 | 3226 | 42 | 126 | 12 | 138 | 3520 | 16399.38 | 88835.7 | 19919.38 | 0 | 19919.38 |  | https://www.sitefotos.com/vpics/guestmapdev?y8p7k1 | LINK
|  | OWVLKYXA | WNS1787 | Owned | Building | Central Office | Tower | 38.1411 | -83.7659 | 148 Treadway Street | OWINGSVILLE | KY | ON219-KY-037 | 213 | REIT_ILEC | Windstream Kentucky East¦ LLC | ABS 1 | 31837.3 | 28246.45 | 1942.74 | 14239.2 | 3527 | 50 | 147 | 286 | 433 | 0 | 8850.1 | 96871 | 8850.1 | 0 | 8850.1 |  | https://www.sitefotos.com/vpics/guestmapdev?e1m1j2 | LINK
|  | PLNGOHXA | WNS2300 | Owned | Building | Central Office | Warehouse | 41.1361 | -84.5816 | 117 West Harrison Street | Paulding | OH | ON158-OH-026 | 2703 | REIT_ILEC | Windstream Ohio¦ LLC | ABS 2 | 15146 | 36175.35 | 6226.06 | 21258.48 | 5400 | 30 | 212 | 256 | 468 | 400 | 28574.98 | 16351.97 | 28974.98 | 0 | 28974.98 |  | https://www.sitefotos.com/vpics/guestmapdev?p8i4p5 | LINK
|  | PECSTXXB | WNS2681 | Owned | Building | Central Office |  | 31.4044 | -103.5035 | 924 West Daggett Street | Pecos | TX | 6372598 |  | WIN_ILEC |  | ABS 2 | 10861.8 | 21874.14 | 12530.94 | 6234.66 | 3520 | 35 | 419 | 661 | 1080 | 12038.4 | 6898.22 | 73171.84 | 18936.62 | 0 | 18936.62 |  | https://www.sitefotos.com/vpics/guestmapdev?w3k5x0 | LINK
|  | PNSLOHXA | WNS2301 | Owned | Building | Central Office |  | 41.2412 | -81.5454 | 1515 State Route 303 | Peninsula | OH | ON080-OH-027 | 2704 | REIT_ILEC | Windstream Western Reserve¦ Inc. | ABS 1 | 14592.35 | 16262.33 | 5648.49 | 3798.7 | 4500 | 15 | 83 | 207 | 290 | 588 | 0 | 8716.81 | 588 | 0 | 588 |  | https://www.sitefotos.com/vpics/guestmapdev?s7v1i6 | LINK
|  | PRRYGAAI | WNS3437 | Owned | Building | Central Office | Warehouse | 32.4358 | -83.7609 | 2031 US HWY 41 S | Perry | GA | B042265 |  | WIN_ILEC | Windstream Georgia Communications¦ LLC | ABS 1 | 74920.94 | 39785.99 | 10635.06 | 13189.05 | 7732 | 4 | 171 | 103 | 274 | 0 | 800 | 0 | 800 | 0 | 800 | 2017-07-01 | https://www.sitefotos.com/vpics/guestmapdev?u0q0e1 | LINK
| Yes - High Rack count | PRRYGAXA | WNS1566 | Owned | Building | Central Office |  | 32.4574 | -83.7326 | 910 Main Street | Perry | GA | ON042-GA-073 | 133 | REIT_ILEC | Windstream Georgia Communications¦ LLC | ABS 1 | 18113.29 | 90112.32 | 3981.92 | 29397.49 | 5775 | 95 | 648 | 1054 | 1702 | 18123.95 | 34747.53 | 124837.6 | 52871.48 | 1402.12 | 54273.6 | 2018-07-01 | https://sitefotos.com/vpics/guestmapdev?g3t5o5 | LINK
|  | PRRYOHXA | WNS2302 | Owned | Building | Central Office |  | 41.7591 | -81.1385 | 4165 Main Street | PERRY | OH | ON080-OH-028 | 157 | REIT_ILEC | Windstream Western Reserve¦ Inc. | ABS 1 | 18767.97 | 30474.24 | 12510.39 | 12908.24 | 4846 | 20 | 186 | 342 | 528 | 0 | 3440.9 | 12019.4 | 3440.9 | 0 | 3440.9 |  | https://www.sitefotos.com/vpics/guestmapdev?v7g8x1 | LINK
|  | PYTNTXXA | WNS2683 | Owned | Building | Central Office | Tower | 36.3973 | -100.8038 | 301 South Amherst Street | Perryton | TX | ON400-TX-196 | 2933 | REIT_ILEC | Valor Telecommunications of Texas¦ LLC | ABS 2 | 0 | 24814.4 | 0 | 11037.64 | 10580 | 36 | 338 | 583 | 921 | 5891.72 | 9069.05 | 4111.5 | 14960.77 | 0 | 14960.77 | 2014-09-01 | https://www.sitefotos.com/vpics/guestmapdev?l7a4o1 | LINK
|  | PERSIAXP |  | Leased/Easement | Building | Central Office | Warehouse | 41.58 | -95.5685 | Alley Behind 103 Main Street | Persia | IA | B0133020 |  | WIN_ILEC |  | ABS 2 | 0 | 0 | 0 | 0 | 10084 | 4 | 53 | 66 | 119 | 0 | 0 | 0 | 0 | 0 | 0 |  | https://www.google.com/maps/place/41%C2%B051'03.1%22N+88%C2%B002'03.8%22W/@41.8508658,-88.035025,122m/data=!3m2!1e3!4b1!4m4!3m3!8m2!3d41.8508648!4d-88.0343813?entry=ttu&amp;g_ep=EgoyMDI2MDMwMi4wIKXMDSoASAFQAw%3D%3D">Google Maps</a> | LINK
|  | PITSGAXA | WNS1568 | Owned | Building | Central Office |  | 31.945 | -83.5414 | 108 7Th Ave W | Pitts | GA | ON043-GA-031 |  | WIN_ILEC | Georgia Windstream¦ LLC | ABS 2 | 10378.63 | 8657.78 | 1595.54 | 2778.08 | 7279 | 9 | 61 | 29 | 90 | 6008 | 4594 | 1450 | 10602 | 0 | 10602 |  | https://sitefotos.com/vpics/guestmapdev?b5u5a7 | LINK
|  | POTEOKAY | WNS1096 | Owned | Building | Central Office | Warehouse | 35.0208 | -94.6599 | 201 Kerr Ave | Poteau | OK | B208115 |  | WIN_ILEC | Windstream Oklahoma¦ LLC | ABS 2 | 40113.61 | 21950.23 | 6809.08 | 9062.5 | 10867 | 1 | 0 | 0 | 0 | 0 | 0 | 0 | 0 | 0 | 0 |  | https://www.sitefotos.com/vpics/guestmapdev?r3s8e2 | LINK
|  | POTEOKXA | WNS2358 | Owned | Building | Central Office | Tower | 35.0522 | -94.6203 | 310 Clayton Avenue | Poteau | OK | ON208-OK-004 | 102 | REIT_ILEC | Oklahoma Windstream¦ LLC | ABS 2 | 23539.2 | 47918.83 | 28535.59 | 18881.19 | 7329 | 37 | 406 | 926 | 1332 | 16741.1 | 9203.03 | 38514.39 | 25944.13 | 0 | 25944.13 | 2017-05-26 | https://www.sitefotos.com/vpics/guestmapdev?o1u5k7 | LINK
|  | PWPNOHXA | WNS2305 | Owned | Building | Central Office |  | 39.866 | -80.799 | 101 Ben Avenue | Powhatan Point | OH | ON080-OH-030 | 334 | REIT_ILEC | Windstream Western Reserve¦ Inc. | ABS 1 | 5767.1 | 18599.12 | 4185.86 | 7502.71 | 3534 | 18 | 120 | 514 | 634 | 0 | 3822.26 | 370 | 3822.26 | 0 | 3822.26 |  | https://www.sitefotos.com/vpics/guestmapdev?u6h7y2 | LINK
|  | PRCLOKXA | WNS2360 | Owned | Building | Central Office |  | 35.0113 | -97.3637 | 319 West Apache | Purcell | OK | ON200-OK-028 | 112 | REIT_ILEC | Valor Telecommunications of Texas¦ LLC | ABS 2 | 17074.93 | 114159.93 | 22014.75 | 15631.82 | 6650 | 55 | 258 | 560 | 818 | 21914 | 8341.11 | 7289.5 | 30255.11 | 0 | 30255.11 | 2017-05-26 | https://www.sitefotos.com/vpics/guestmapdev?l4h2w4 | LINK
|  | QKCYOHXA | WNS2306 | Owned | Building | Central Office |  | 39.9705 | -81.2986 | 181 Broadway Street | Quaker City | OH | ON080-OH-042 | 288 | REIT_ILEC | Windstream Western Reserve¦ Inc. | ABS 1 | 12207.58 | 15777.12 | 4719.23 | 6015.99 | 2741 | 18 | 258 | 96 | 354 | 900 | 1625 | 420 | 2525 | 0 | 2525 |  | https://www.sitefotos.com/vpics/guestmapdev?s1l7c0 | LINK
| Yes: 12k sqft + Owned | RCFDOHXA |  | Owned | Building | Central Office |  | 41.2393 | -81.6558 | 4676 West Streetsboro Road | Richfield | OH | ON080-OH-1004 | 2707 | REIT_ILEC | Windstream Western Reserve¦ Inc. | ABS 1 | 0 | 0 | 0 | 0 | 20000 | 27 | 212 | 423 | 635 | 5793.04 | 84385.62 | 7660.89 | 90178.66 | 0 | 90178.66 |  | https://www.google.com/maps/place/130+Howell+Dr,+Elizabethtown,+KY+42701/@37.7137354,-85.8271202,860m/data=!3m2!1e3!4b1!4m6!3m5!1s0x8868ef14cb372ebf:0xa1909efe4828c1f5!8m2!3d37.7137312!4d-85.8245453!16s%2Fg%2F11bw4nx7h4?entry=ttu&amp;g_ep=EgoyMDI2MDIwNC4wIKXMDSoASAFQAw%3D%3D">Google Maps</a> | https://www.google.com/maps/place/130+Howell+Dr,+Elizabethtown,+KY+42701/@37.7137354,-85.8271202,860m/data=!3m2!1e3!4b1!4m6!3m5!1s0x8868ef14cb372ebf:0xa1909efe4828c1f5!8m2!3d37.7137312!4d-85.8245453!16s%2Fg%2F11bw4nx7h4?entry=ttu&amp;g_ep=EgoyMDI2MDIwNC4wIKXMDSoASAFQAw%3D%3D">Google Maps</a>
| Yes: 12k sqft + Owned | TRNYTXXH | WNS1293 | Owned | Building | Central Office |  | 30.8515 | -95.4001 | 75 FRONT ST @ F.M. 980 Riverside TX 77367 US | Riverside | TX | O400-TX-053672 |  | WIN_ILEC | Valor | ABS 2 | 4543.06 | 17203.77 | 1549.4 | 6700.45 | 42400 | 10 | 231 | 5 | 236 | 0 | 924 | 0 | 924 | 0 | 924 |  | https://www.sitefotos.com/vpics/guestmapdev?e8d1r3 | LINK
|  | GRQYNCXA | WNS1932 | Owned | Building | Central Office |  | 35.572 | -80.4178 | 8145 Highway 52 | Rockwell | NC | ON017-NC-032 | 3753 | REIT_ILEC | Windstream North Carolina¦ LLC | ABS 2 | 10695 | 14791.31 | 3272.51 | 5205.1 | 4860 | 30 | 269 | 309 | 578 | 11339.9 | 2110.98 | 18868.92 | 13450.88 | 0 | 13450.88 |  | https://www.sitefotos.com/vpics/guestmapdev?u3c3c6 | LINK
| Yes: 12k sqft + Owned | SYMRTXXA | WNS2709 | Owned | Building | Central Office | Tower | 33.5914 | -99.2601 | 400 North Main Street | Seymour | TX | ON400-TX-197 | 36 | REIT_ILEC | Valor Telecommunications of Texas¦ LLC | ABS 1 | 111480.26 | 164773.62 | 32901.23 | 43914.86 | 16690 | 54 | 283 | 667 | 950 | 7595 | 25151.77 | 9368.14 | 32746.77 | 45.58 | 32792.35 | 2009-02-11 | https://www.sitefotos.com/vpics/guestmapdev?x7r0j2 | LINK
|  | SHPVKYXA | WNS1795 | Owned | Building | Central Office |  | 37.9903 | -85.7158 | 144 South Buckman Street | Sheperdsville | KY | ON221-KY-002 | 86 | REIT_ILEC | Windstream Kentucky East¦ LLC | ABS 1 | 15353.16 | 41877.04 | 2885.32 | 10985.93 | 8339 | 44 | 272 | 561 | 833 | 15650.75 | 41803.1 | 13279.4 | 57453.85 | 0 | 57453.85 | 2017-05-26 | https://www.sitefotos.com/vpics/guestmapdev?e7m7j1 | LINK
|  | SHRDARXA | WNS1404 | Owned | Building | Central Office | Warehouse | 34.3065 | -92.3983 | 209 East Center | Sheridan | AR | ON202-AR-065 | 126 | REIT_ILEC | Windstream Arkansas¦ LLC | ABS 1 | 49844.94 | 72348 | 9248.71 | 14226.76 | 5925 | 33 | 137 | 2422 | 2559 | 19561.4 | 17477.13 | 40695.95 | 37038.53 | 995 | 38033.53 | 2014-09-01 | https://www.sitefotos.com/vpics/guestmapdev?a8t0p1 | LINK
|  | SHDNKYXA | WNS1801 | Owned | Building | Central Office |  | 37.5252 | -85.8953 | 21 1st Street | SONORA | KY | ON219-KY-041 | 226 | REIT_ILEC | Windstream Kentucky East¦ LLC | ABS 2 | 14021.54 | 25273.18 | 2042.12 | 7480.13 | 3277 | 22 | 136 | 0 | 136 | 2455 | 6969.8 | 1768 | 9424.8 | 0 | 9424.8 |  | https://www.sitefotos.com/vpics/guestmapdev?j0g8g4 | LINK
|  | STWLOKXA | WNS2368 | Owned | Building | Central Office | Switch | 35.8128 | -94.6279 | 116 South 1st Street | Stilwell | OK | ON208-OK-007 | 243 | REIT_ILEC | Oklahoma Windstream¦ LLC | ABS 2 | 32375.72 | 21177.58 | 12795.69 | 12549.07 | 3037 | 28 | 292 | 175 | 467 | 18643.4 | 18501.11 | 22592 | 37144.51 | 995 | 38139.51 | 2017-05-26 | https://www.sitefotos.com/vpics/guestmapdev?g6g7v3 | LINK
| Yes: 12k sqft + Owned | SGLDTXXE | WNS2726 | Owned | Building | Central Office |  | 29.6363 | -95.5982 | 12626 Dairy Ashford Road | Sugar Land | TX | ON209-TX-014 | 26 | REIT_ILEC | Windstream Sugar Land¦ Inc. | ABS 2 | 26919.01 | 110332.84 | 10148.72 | 33553.73 | 20815 | 159 | 393 | 228 | 621 | 60980.73 | 142333.73 | 30063.88 | 203314.46 | 3824.02 | 207138.48 |  | https://www.sitefotos.com/vpics/guestmapdev?i7m7q2 | LINK
| Yes: 12k sqft + Owned | SGLDTXXD | WNS2722 | Owned | Building | Central Office |  | 29.5861 | -95.6207 | 1850 Austin Parkway | Sugar Land | TX | ON209-TX-013 | 2946 | REIT_ILEC | Windstream Sugar Land¦ Inc. | ABS 2 | 27441.88 | 52597.95 | 6637.73 | 13311.14 | 20000 | 64 | 718 | 368 | 1086 | 10990.23 | 14205.04 | 21875.66 | 25195.27 | 0 | 25195.27 |  | https://www.google.com/maps/place/29%C2%B035'09.9%22N+95%C2%B037'14.6%22W/@29.5860919,-95.6213714,236m/data=!3m2!1e3!4b1!4m4!3m3!8m2!3d29.5860907!4d-95.6207277?entry=ttu&amp;g_ep=EgoyMDI2MDIyNC4wIKXMDSoASAFQAw%3D%3D">Google Maps</a> | LINK
|  | SUVLGAXA | WNS1584 | Owned | Building | Central Office | Warehouse | 34.4815 | -85.3487 | 66 West Washington Street | Summerville | GA | ON042-GA-080 | 2379 | REIT_ILEC | Windstream Georgia Communications¦ LLC | ABS 2 | 39710.04 | 58579.76 | 2780.92 | 20236.86 | 6846 | 33 | 292 | 818 | 1110 | 8164.54 | 8285.15 | 2371.64 | 16449.69 | 0 | 16449.69 | 2014-09-01 | https://www.sitefotos.com/vpics/guestmapdev?s3o8q2 | LINK
| Yes: 12k sqft + Owned | SWNYTXXA | WNS2733 | Owned | Building | Central Office |  | 29.0386 | -95.6996 | 202 Pecan Street | Sweeny | TX | ON209-TX-019 | 3225 | REIT_ILEC | Windstream Sugar Land¦ Inc. | ABS 2 | 26297.8 | 24504.66 | 24898.86 | 11673.25 | 12000 | 29 | 371 | 528 | 899 | 4759 | 4056.82 | 0 | 8815.82 | 0 | 8815.82 | 2017-05-26 | https://www.sitefotos.com/vpics/guestmapdev?k6p1p5 | LINK
|  | SYVNGAXA | WNS1585 | Owned | Building | Central Office |  | 32.7518 | -81.6332 | 303 East Ogeechee Street | Sylvania | GA | ON043-GA-044 | 78 | REIT_ILEC | Georgia Windstream¦ LLC | ABS 2 | 8282.85 | 13845.24 | 1372.51 | 4647.12 | 9166 | 12 | 392 | 307 | 699 | 0 | 25757.17 | 0 | 25757.17 | 0 | 25757.17 |  | https://sitefotos.com/vpics/guestmapdev?k5r6j4 | LINK
|  | TCMSOKXB | WNS2370 | Owned | Building | Central Office |  | 35.2584 | -96.9359 | 112 East Park Street | Tecumseh | OK | ON200-OK-035 | 229 | REIT_ILEC | Valor Telecommunications of Texas¦ LLC | ABS 2 | 31702.72 | 43364.76 | 7739.39 | 12202.22 | 3234 | 33 | 287 | 305 | 592 | 5559 | 1119.76 | 900 | 6678.76 | 0 | 6678.76 | 2015-12-01 | https://www.sitefotos.com/vpics/guestmapdev?m6m1a4 | LINK
|  | THTNGAXA | WNS3198 | Owned | Building | Central Office |  | 32.887 | -84.3255 | 118 East Gordon Street | Thomaston | GA | ON043-GA-064 | 69 | REIT_ILEC | Georgia Windstream¦ LLC | ABS 2 | 33315.49 | 61325.89 | 3995 | 11635.46 | 9790 | 53 | 462 | 703 | 1165 | 17436.3 | 17995.76 | 69194.92 | 35432.06 | 0 | 35432.06 | 2017-05-26 | https://sitefotos.com/vpics/guestmapdev?g0b7l2 | LINK
|  | THTNGAXB | WNS3284 | Owned | Building | Central Office | Warehouse | 32.9334 | -84.3334 | 1444 Highway 19 N | Thomaston | GA | ON043-GA-067 | 3975 | REIT_ILEC | Georgia Windstream¦ LLC | ABS 2 | 24133.4 | 22322.78 | 4344.55 | 8223.14 | 3960 | 15 | 110 | 243 | 353 | 1450 | 7185.58 | 1020 | 8635.58 | 0 | 8635.58 |  | https://sitefotos.com/vpics/guestmapdev?e2e4v6 | LINK
|  | TPTNIAXO | WNS1668 | Owned | Building | Central Office |  | 41.7705 | -91.1267 | 506 Meridian | Tipton | IA | ON132-IA-1081 | 210 | REIT_ILEC | Windstream Iowa Communications¦ Inc. | ABS 2 | 15134.73 | 36723.68 | 2941.66 | 15491.23 | 4065 | 25 | 432 | 120 | 552 | 0 | 6998.33 | 3055 | 6998.33 | 0 | 6998.33 | 2006-11-14 | https://www.sitefotos.com/vpics/guestmapdev?l3o7d4 | LINK
| Yes: 12k sqft + Owned | TOLDIAXO | WNS1669 | Owned | Building | Central Office |  | 41.9815 | -92.5813 | 1201 South County Road | Toledo | IA | ON132-IA-1082 | 43 | REIT_ILEC | Windstream Iowa Communications¦ Inc. | ABS 2 | 48301.87 | 40500.03 | 7029.58 | 13546.64 | 13998 | 23 | 211 | 434 | 645 | 1471.7 | 11634.8 | 20688.4 | 13106.5 | 21 | 13127.5 |  | https://www.sitefotos.com/vpics/guestmapdev?s3a4q4 | LINK
|  | TRARIAXO | WNS1670 | Owned | Building | Central Office |  | 42.1914 | -92.4671 | 505 3rd Street | Traer | IA | ON132-IA-1085 | 186 | REIT_ILEC | Windstream Iowa Communications¦ Inc. | ABS 2 | 12793.75 | 11780.87 | 1037.38 | 4490.13 | 4032 | 10 | 140 | 266 | 406 | 0 | 1935.1 | 8165.5 | 1935.1 | 0 | 1935.1 |  | https://www.sitefotos.com/vpics/guestmapdev?g6y0i0 | LINK
|  | TRINGAXA | WNS1588 | Owned | Building | Central Office |  | 34.5408 | -85.3131 | 207 Allgood Street | Trion | GA | ON042-GA-086 | 254 | REIT_ILEC | Windstream Georgia Communications¦ LLC | ABS 2 | 8715.06 | 23055.71 | 438.92 | 6880.05 | 2964 | 21 | 96 | 301 | 397 | 492 | 5732.9 | 5442.46 | 6224.9 | 0 | 6224.9 |  | https://sitefotos.com/vpics/guestmapdev?d6s5u7 | LINK
| Yes: 12k sqft + Owned | BRAROKXB | WNS2371 | Owned | Building | Central Office |  | 36.0576 | -95.869 | 7200 S Mingo Rd | Tulsa | OK | ON200-OK-006 | 2730 | REIT_ILEC | Valor Telecommunications of Texas¦ LLC | ABS 2 | 62023.19 | 183555.22 | 26118.34 | 57091.68 | 13599 | 226 | 708 | 415 | 1123 | 83353.69 | 95058.36 | 68553.96 | 178412.05 | 0 | 178412.05 |  | https://www.sitefotos.com/vpics/guestmapdev?i8w0l5 | LINK
| Yes: 12k sqft + Owned | TWBGOHIR |  | Owned | Building | Central Office |  | 41.3112 | -81.4423 | 2684 East Aurora Road | Twinsburg | OH | ON080-OH-1006 | 2712 | REIT_ILEC | Windstream Western Reserve¦ Inc. | ABS 1 | 0 | 0 | 0 | 0 | 20000 | [11 empty] | https://www.google.com/maps/place/130+Howell+Dr,+Elizabethtown,+KY+42701/@37.7137354,-85.8271202,860m/data=!3m2!1e3!4b1!4m6!3m5!1s0x8868ef14cb372ebf:0xa1909efe4828c1f5!8m2!3d37.7137312!4d-85.8245453!16s%2Fg%2F11bw4nx7h4?entry=ttu&amp;g_ep=EgoyMDI2MDIwNC4wIKXMDSoASAFQAw%3D%3D">Google Maps</a> | https://www.google.com/maps/place/130+Howell+Dr,+Elizabethtown,+KY+42701/@37.7137354,-85.8271202,860m/data=!3m2!1e3!4b1!4m6!3m5!1s0x8868ef14cb372ebf:0xa1909efe4828c1f5!8m2!3d37.7137312!4d-85.8245453!16s%2Fg%2F11bw4nx7h4?entry=ttu&amp;g_ep=EgoyMDI2MDIwNC4wIKXMDSoASAFQAw%3D%3D">Google Maps</a>
|  | TWBGOHXA |  | TBD | Building | Central Office |  | 41.3111 | -81.4423 | 2684 Route 82 | Twinsburg | OH | ON080-OH-037 |  | WIN_ILEC | Windstream Western Reserve¦ Inc. | ABS 1 | 0 | 0 | 0 | 0 | 20000 | 99 | 668 | 301 | 969 | 7810.5 | 46854.57 | 19946.24 | 54665.07 | 0 | 54665.07 |  | https://www.google.com/maps/place/130+Howell+Dr,+Elizabethtown,+KY+42701/@37.7137354,-85.8271202,860m/data=!3m2!1e3!4b1!4m6!3m5!1s0x8868ef14cb372ebf:0xa1909efe4828c1f5!8m2!3d37.7137312!4d-85.8245453!16s%2Fg%2F11bw4nx7h4?entry=ttu&amp;g_ep=EgoyMDI2MDIwNC4wIKXMDSoASAFQAw%3D%3D">Google Maps</a> | https://www.google.com/maps/place/130+Howell+Dr,+Elizabethtown,+KY+42701/@37.7137354,-85.8271202,860m/data=!3m2!1e3!4b1!4m6!3m5!1s0x8868ef14cb372ebf:0xa1909efe4828c1f5!8m2!3d37.7137312!4d-85.8245453!16s%2Fg%2F11bw4nx7h4?entry=ttu&amp;g_ep=EgoyMDI2MDIwNC4wIKXMDSoASAFQAw%3D%3D">Google Maps</a>
|  | VNBGKYXA | WNS1806 | Owned | Building | Central Office |  | 38.5941 | -83.3212 | 403 Fairlane Dr. | Vanceburg | KY | ON219-KY-045 |  | WIN_ILEC | Windstream Kentucky East¦ LLC | ABS 1 | 16084.22 | 56252.47 | 24210.34 | 20405.83 | 2839 | 44 | 213 | 210 | 423 | 1077.5 | 3420.9 | 74197.36 | 4498.4 | 0 | 4498.4 |  | https://www.sitefotos.com/vpics/guestmapdev?j8c3r5 | LINK
| Yes: 12k sqft + Owned | VIANOK05 |  | Owned | Building | Central Office |  | 35.4985 | -94.9715 | 109 Blackstone St | Vian | OK | ON208-OK-008 |  | WIN_ILEC | Oklahoma Windstream¦ LLC | ABS 2 | 0 | 0 | 0 | 0 | 12000 | 13 | 0 | 0 | 0 | 0 | 0 | 0 | 0 | 760 | 760 | 1999-12-09 | https://www.sitefotos.com/vpics/guestmapdev?v4r7w8 | LINK
|  | VILNARXA |  | Owned | Building | Central Office |  | 35.0831 | -92.2113 | 1078 Main Street | Vilonia | AR | ON202-AR-044 | 486 | REIT_ILEC | Windstream Arkansas¦ LLC | ABS 1 | 0 | 0 | 0 | 0 | 10685 | 2 | 0 | 0 | 0 | 0 | 0 | 0 | 0 | 0 | 0 |  | https://www.google.com/maps/place/29%C2%B048'08.1%22N+82%C2%B029'32.7%22W/@29.8022512,-82.4930604,236m/data=!3m2!1e3!4b1!4m4!3m3!8m2!3d29.80225!4d-82.4924167?entry=ttu&amp;g_ep=EgoyMDI2MDIyNC4wIKXMDSoASAFQAw%3D%3D">Google Maps</a> | LINK
|  | WGNROKXD | WNS2375 | Owned | Building | Central Office |  | 35.959 | -95.3676 | Rear Of 812 E. Cherokee | Wagoner | OK | ON200-OK-036 | 220 | REIT_ILEC | Valor Telecommunications of Texas¦ LLC | ABS 2 | 37015.05 | 31636.6 | 5677.22 | 11447.65 | 3400 | 38 | 402 | 1076 | 1478 | 28004.73 | 19193.9 | 34841.4 | 47198.63 | 0 | 47198.63 |  | https://www.sitefotos.com/vpics/guestmapdev?s0w1s8 | LINK
|  | WASHIAXO | WNS1674 | Owned | Building | Central Office |  | 41.3001 | -91.6897 | 217 East 2nd Street | Washington | IA | ON132-IA-1038 | 223 | REIT_ILEC | Windstream Iowa Communications¦ Inc. | ABS 2 | 6843.78 | 31550.09 | 6162.89 | 8836.11 | 3300 | 33 | 300 | 518 | 818 | 1250 | 7208 | 0 | 8458 | 21 | 8479 |  | https://www.sitefotos.com/vpics/guestmapdev?j6s7c1 | LINK
|  | WFRKARXA | WNS1411 | Owned | Building | Central Office |  | 35.9237 | -94.1893 | 265 Wheeler Street | West Fork | AR | ON202-AR-045 | 239 | REIT_ILEC | Windstream Arkansas¦ LLC | ABS 2 | 6960.03 | 17524.09 | 2766.04 | 6520.41 | 3111 | 19 | 84 | 266 | 350 | 1910 | 2350 | 18836 | 4260 | 0 | 4260 | 2017-05-26 | https://www.sitefotos.com/vpics/guestmapdev?e6c1h3 | LINK
|  | WLBGIAXO | WNS1676 | Owned | Building | Central Office |  | 41.6604 | -92.0083 | 105 West Welsh | Williamsburg | IA | ON132-IA-1019 | 244 | REIT_ILEC | Windstream Iowa Communications¦ Inc. | ABS 2 | 5545.31 | 27221.59 | 569.45 | 7305.07 | 3023 | 28 | 209 | 249 | 458 | 1325 | 4137.1 | 10027.4 | 5462.1 | 21 | 5483.1 |  | https://www.sitefotos.com/vpics/guestmapdev?n7d4v5 | LINK
| Yes - High Rack count | WNDRGAXA | WNS1594 | Owned | Building | Central Office |  | 33.9946 | -83.7212 | 74 Woodlawn Avenue | Winder | GA | ON042-GA-092 | 92 | REIT_ILEC | Windstream Georgia Communications¦ LLC | ABS 2 | 39493.07 | 149148.35 | 3438.86 | 45265.02 | 7771 | 119 | 509 | 2027 | 2536 | 107959.85 | 57589.49 | 150609.52 | 165549.34 | 0 | 165549.34 |  | https://sitefotos.com/vpics/guestmapdev?s0q8i7 | LINK
| Yes: 12k sqft + Owned | ASHTOHXA | WNS2238 | Owned | Building | Central Office |  | 41.8655 | -80.7834 | 4616 Park Avenue | WYMAN | OH | B080053 | 3549 | REIT_ILEC | Windstream Western Reserve¦ Inc. | ABS 2 | 51649.4 | 96181.38 | 19265.16 | 36680.53 | 30000 | 125 | 722 | 633 | 1355 | 3866 | 30884.12 | 10543.4 | 34750.12 | 0 | 34750.12 | 2017-09-06 | https://www.sitefotos.com/vpics/guestmapdev?q1f1l4 | LINK
|  | ZNTNKYXA | WNS1811 | Owned | Building | Central Office |  | 38.0672 | -85.6688 | 135 Windy Hill Spur | Zoneton | KY | ON0221-KY-001 |  | WIN_ILEC | Windstream Kentucky West¦ LLC | ABS 1 | 15176.68 | 49861.48 | 8093.92 | 13763.68 | 6272 | 54 | 327 | 1618 | 1945 | 6641.1 | 12331.22 | 1350 | 18972.32 | 0 | 18972.32 |  | https://www.sitefotos.com/vpics/guestmapdev?p6d7s4 | LINK

## Top 50
Inputs
| W/Sqft | 250
| White space as % of whole | 75%
MBN Selected? | Selected? | CLLI | Site_Number | Land_Ownership | Asset_Type | Primary_Use | Secondary_Use | LAT | LONG | Address | City | State | Lease_ID | REIT_ID | Ownership | Entity_Name | ABS_Category | KOIOS - BSM 2025 | KOIOS - UTILITIES 2025 | KOIOS - BSM 2026 | KOIOS - UTILITIES 2026 | Square Ft-Interior | Rack Count | KIN COPPER_SUBS | KIN FIBER_SUBS | KIN TOTAL_SUBS | Drop MRR | Drop MRR (Non OM) | Pass Through MRR | Drop MRR Total | COLO_MRR | Overall MRR Total | Min LEASE_ID - ExecutionDate | Site Photo Link | TA: Est. site MW capacity (sqft based) | MW>5? | Eye test site attractiveness | Eye test site attractiveness explanation | Mireye lookup code | Mireye results | Mireye recommendation
Y | Yes: 12k sqft + Owned | ASLDKYXA | WNS1701 | Owned | Building | Central Office |  | 38.4758 | -82.6439 | 619 15th Street | Ashland | KY | B2193221111 | 3469 | REIT_ILEC | Windstream Kentucky East¦ LLC | ABS 1 | 80399.73 | 247287.21 | 15495.96 | 97031.63 | 34184 | 232 | 223 | 1165 | 1388 | 23231.37 | 120711.48 | 101921.69 | 143942.85 | 0 | 143942.85 | 2017-05-26 | https://www.sitefotos.com/vpics/guestmapdev?c2k3m2 | 6.4095 | Y | Low | Dense, residential neighborhood. Limited space. |  |  | REVIEW (5-15 MW band)
| Yes: 12k sqft + Owned | MEDSKYXA | WNS1703 | Owned | Building | Central Office |  | 38.4096 | -82.713 | 9216 Highway 60 | Ashland | KY | ON216-KY-002 |  | WIN_ILEC | Windstream Kentucky East¦ LLC | ABS 1 | 56902.92 | 87147.61 | 18735.57 | 34174.83 | 12209 | 76 | 281 | 1025 | 1306 | 16039.46 | 39822.17 | 92545.24 | 55861.63 | 0 | 55861.63 |  | https://www.sitefotos.com/vpics/guestmapdev?r3f5f4 | 2.2892 |  |  | significant additional wooded space; commercial area; residential on single side of parcel, set back from edge
| Yes: 12k sqft + Owned | BNBGOHXA | WNS1052 | Owned | Building | Central Office |  | 41.3857 | -81.3406 | 8425 Baindridge Road | Bainbridge | OH | ON080-OH-003 | 2020 | REIT_ILEC | Windstream Western Reserve¦ Inc. | ABS 1 | 31055.14 | 57971.48 | 12785.38 | 19898.04 | 14355 | 64 | 285 | 474 | 759 | 1021 | 7569.59 | 18040.8 | 8590.59 | 0 | 8590.59 |  | https://www.google.com/maps/place/8425+Bainbridge+Rd,+Chagrin+Falls,+OH+44023/@41.385724,-81.3409919,102m/data=!3m1!1e3!4m12!1m5!3m4!2zNDHCsDIzJzA4LjYiTiA4McKwMjAnMjYuNCJX!8m2!3d41.38572!4d-81.34067!3m5!1s0x88311a7811e73ce9:0x8ae504c98819a4a0!8m2!3d41.3857038!4d-81.3406819!16s%2Fg%2F11b8v5dgqb?entry=ttu&amp;g_ep=EgoyMDI1MTAwNy4wIKXMDSoASAFQAw%3D%3D">Google Maps</a> | 2.6916 |  |  | some parking lot, commercial space, but highly residential around site
Y | Yes: 12k sqft + Owned | CRNLGA01 | WNS0048 | Owned | Building | Central Office |  | 34.4972 | -83.55 | 2000 Communications Boulevard | Baldwin | GA | B040009 | 3405 | REIT_ILEC | Windstream Standard¦ LLC | ABS 2 | 0 | 131239.21 | 0 | 35861.89 | 55823 | 11 | 541 | 0 | 541 | 0 | 0 | 1299 | 0 | 0 | 0 | 1985-12-02 | https://sitefotos.com/vpics/guestmapdev?g4t5f6 | 10.4668 | Y | Strong | Middle of a field basically. Nothing but room. | 1 | GO | Pursue first - open Georgia Power capacity inquiry now
| Yes - High Rack count | BEREKYXA | WNS1709 | Owned | Building | Central Office | Switch | 37.5733 | -84.2857 | 310 Center Street | Berea | KY | ON219-KY-003 | 227 | REIT_ILEC | Windstream Kentucky East¦ LLC | ABS 1 | 17800.04 | 51712.55 | 4044.87 | 16119.02 | 3242 | 90 | 166 | 846 | 1012 | 15989.08 | 57335.17 | 59842.41 | 73324.25 | 0 | 73324.25 | 2017-05-26 | https://www.sitefotos.com/vpics/guestmapdev?q6e1d4 | 0.60788 |  |  | corner of what looks like agricultural land.
| Yes: 12k sqft + Owned | BRAROKXA | WNS2324 | Owned | Building | Central Office | Switch | 36.0526 | -95.7918 | 114 West Broadway | Broken Arrow | OK | ON200-OK-005 | 34 | REIT_ILEC | Valor Telecommunications of Texas¦ LLC | ABS 2 | 42692.94 | 104993.98 | 18556.6 | 34474.51 | 17085 | 150 | 526 | 1508 | 2034 | 14122.6 | 13377.91 | 45891.26 | 27500.51 | 1011.97 | 28512.48 |  | https://www.sitefotos.com/vpics/guestmapdev?p2x4k3 | 3.2034
| Yes: 12k sqft + Owned | BRAROKXC | WNS2325 | Owned | Building | Central Office | Switch | 35.9987 | -95.7969 | 5301 South Elm Place W | Broken Arrow | OK | ON200-OK-007 | 41 | REIT_ILEC | Valor Telecommunications of Texas¦ LLC | ABS 2 | 91043.67 | 89430.4 | 26395.93 | 28858.43 | 14330 | 109 | 532 | 362 | 894 | 12002.37 | 3547.06 | 39317.23 | 15549.43 | 0 | 15549.43 |  | https://www.sitefotos.com/vpics/guestmapdev?w7d2n3 | 2.6869
| Yes - High Rack count | BRAROKXD | WNS2327 | Owned | Building | Central Office | Switch | 36.0896 | -95.7906 | 201 East Omaha Street | Broken Arrow | OK | ON200-OK-009 | 178 | REIT_ILEC | Valor Telecommunications of Texas¦ LLC | ABS 2 | 38650.16 | 47222.1 | 2055.36 | 21691.28 | 4300 | 106 | 396 | 404 | 800 | 13778.5 | 35254.89 | 35210.86 | 49033.39 | 0 | 49033.39 |  | https://www.sitefotos.com/vpics/guestmapdev?r2t1s4 | 0.80625
| Yes: 12k sqft + Owned | BWFDTXXA |  | Owned | Building | Central Office | Tower | 33.1772 | -102.2744 | 101 East Tate | Brownfield | TX | ON400-TX-1001 | 2835 | REIT_ILEC |  | ABS 2 | 0 | 0 | 0 | 0 | 12000 | 93 | 291 | 714 | 1005 | 11734.8 | 39179.17 | 114449.47 | 50913.97 | 0 | 50913.97 | 2015-12-01 | https://www.sitefotos.com/vpics/guestmapdev?v4r7w8 | 2.25
| Yes - High Rack count | CMVLKYXA | WNS1718 | Owned | Building | Central Office |  | 37.3426 | -85.3439 | 303 E Broadway | Campbellsville | KY | ON219-KY-008 |  | WIN_ILEC | Windstream Kentucky East¦ LLC | ABS 2 | 22230.25 | 58783.53 | 8095.15 | 21965.42 | 8877 | 85 | 471 | 2243 | 2714 | 12345.65 | 70247.22 | 23338.55 | 82592.87 | 0 | 82592.87 | 2017-05-26 | https://www.google.com/maps/place/37%C2%B020'33.3%22N+85%C2%B020'38.1%22W/@37.3425844,-85.3445604,216m/data=!3m1!1e3!4m4!3m3!8m2!3d37.3425833!4d-85.3439167?entry=ttu&amp;g_ep=EgoyMDI1MTExNy4wIKXMDSoASAFQAw%3D%3D">Google Maps</a> | 1.6644
| Yes - High Rack count | CNTNGAXA | WNS1482 | Owned | Building | Central Office |  | 34.2361 | -84.4907 | 190 South Church Street | Canton | GA | ON042-GA-105 | 106 | REIT_ILEC | Windstream Georgia Communications¦ LLC | ABS 1 | 30559.41 | 126734.91 | 11829.91 | 41202.68 | 7075 | 81 | 602 | 368 | 970 | 30521.33 | 44090.74 | 38562.74 | 74612.07 | 0 | 74612.07 | 2018-02-06 | https://www.google.com/maps/place/Kinetic+Fiber+Internet+-+Canton+GA/@34.2301179,-84.4892039,112m/data=!3m1!1e3!4m15!1m8!3m7!1s0x88f565bbe68ef9af:0xbf14ffe07e1ed3ad!2s206+Longview+St,+Canton,+GA+30114!3b1!8m2!3d34.2301135!4d-84.488882!16s%2Fg%2F11l0nhqjn7!3m5!1s0x88f6c7e1263eea59:0x4040cd808668f9ea!8m2!3d34.2300248!4d-84.4881739!16s%2Fg%2F1vc6f7d_?entry=ttu&amp;g_ep=EgoyMDI1MTExNy4wIKXMDSoASAFQAw%3D%3D">Google Maps</a> | 1.3266
| Yes: 12k sqft + Owned | CHRDOHXA | WNS2244 | Owned | Building | Central Office |  | 41.5813 | -81.2021 | 205 South Hambden Street | Chardon | OH | ON080-OH-044 | 2659 | REIT_ILEC | Windstream Western Reserve¦ Inc. | ABS 1 | 82937.03 | 102360.37 | 30699.82 | 32185.13 | 12446 | 100 | 647 | 575 | 1222 | 4888.4 | 90111.32 | 14874.4 | 94999.72 | 0 | 94999.72 |  | https://www.sitefotos.com/vpics/guestmapdev?k0u2x5 | 2.3336
| Yes: 12k sqft + Owned | CHTHOKXD |  | Owned | Building | Central Office |  | 35.471 | -95.5236 | 115 Northwest 1st Street | Checotah | OK | ON200-OK-010 | 302 | REIT_ILEC | Valor Telecommunications of Texas¦ LLC | ABS 2 | 0 | 0 | 0 | 0 | 20000 | 21 | 290 | 499 | 789 | 3684 | 3256.33 | 1292 | 6940.33 | 0 | 6940.33 | 2015-12-01 | https://www.google.com/maps/place/130+Howell+Dr,+Elizabethtown,+KY+42701/@37.7137354,-85.8271202,860m/data=!3m2!1e3!4b1!4m6!3m5!1s0x8868ef14cb372ebf:0xa1909efe4828c1f5!8m2!3d37.7137312!4d-85.8245453!16s%2Fg%2F11bw4nx7h4?entry=ttu&amp;g_ep=EgoyMDI2MDIwNC4wIKXMDSoASAFQAw%3D%3D">Google Maps</a> | 3.75
| Yes: 12k sqft + Owned | CHGVNCXA | WNS1906 | Owned | Building | Central Office |  | 35.5569 | -80.5959 | 1525 South Main Street | China Grove | NC | B018190 | 2511 | REIT_ILEC | Windstream Concord Telephone¦ LLC | ABS 2 | 16498.61 | 24010.91 | 17096.62 | 7610.97 | 12000 | 38 | 184 | 1898 | 2082 | 6142 | 3830.7 | 85095.52 | 9972.7 | 0 | 9972.7 | 2014-09-01 | https://www.sitefotos.com/vpics/guestmapdev?n7j7q5 | 2.25
| Yes - High Rack count | CLEVGAXA | WNS1491 | Owned | Building | Central Office |  | 34.597 | -83.7661 | 158 West Kytle Street | Cleveland | GA | ON040-GA-120 | 200 | REIT_ILEC | Windstream Standard¦ LLC | ABS 1 | 11195.13 | 113494.35 | 5552.62 | 37854.63 | 3688 | 124 | 1025 | 257 | 1282 | 10847.39 | 71876.55 | 64725.86 | 82723.94 | 0 | 82723.94 | 2017-05-26 | https://sitefotos.com/vpics/guestmapdev?e5b4u1 | 0.6915
Y | Yes - High Rack count | CMRCGAXA | WNS1495 | Owned | Building | Central Office |  | 34.204 | -83.4595 | 45 Georgia Avenue | Commerce | GA | ON041-GA-001 | 76 | REIT_ILEC | Windstream Georgia¦ LLC | ABS 1 | 52795.68 | 300789.85 | 21756.39 | 113603.09 | 9417 | 128 | 815 | 465 | 1280 | 192014.29 | 208054.34 | 263492.71 | 400068.63 | 0 | 400068.63 | 2017-05-26 | https://sitefotos.com/vpics/guestmapdev?o0d4c1 | 1.7657
Y | Yes: 12k sqft + Owned | ELYROHXA | WNS2262 | Owned | Building | Central Office |  | 41.3657 | -82.11 | 363 3rd Street | Elyria | OH | B158010 | 2674 | REIT_ILEC | Windstream Ohio¦ LLC | ABS 1 | 94411.73 | 341674.15 | 37852.57 | 100578.63 | 73218 | 159 | 1304 | 1087 | 2391 | 2448.53 | 61314.71 | 48268.88 | 63763.24 | 0 | 63763.24 | 2017-05-26 | https://www.sitefotos.com/vpics/guestmapdev?i3h7y0 | 13.7284 | Y | Medium | Some parking lot, commercial space, but highly residential around site |  |  | #N/A
Y | Yes: 12k sqft + Owned | FTZGGAXA | WNS1514 | Owned | Building | Central Office |  | 31.7151 | -83.2538 | 110 East Central | Fitzgerald | GA | ON042-GA-132 | 35 | REIT_ILEC | Windstream Georgia Communications¦ LLC | ABS 2 | 46961.1 | 316512.79 | 15698.45 | 74237.68 | 16821 | 92 | 442 | 1527 | 1969 | 242075.11 | 312077.57 | 173549.1 | 554152.68 | 0 | 554152.68 | 2017-02-01 | https://sitefotos.com/vpics/guestmapdev?g7s2j2 | 3.1539
| Yes: 12k sqft + Owned | GENVOHXA | WNS2267 | Owned | Building | Central Office |  | 41.8053 | -80.9457 | 37 South Forest Street | Geneva | OH | ON080-OH-040 | 51 | REIT_ILEC | Windstream Western Reserve¦ Inc. | ABS 1 | 43683.77 | 37088.83 | 14547.93 | 13944.09 | 12477 | 25 | 326 | 797 | 1123 | 3910 | 4547.86 | 9739.4 | 8457.86 | 0 | 8457.86 |  | https://www.sitefotos.com/vpics/guestmapdev?a0g2a6 | 2.3394
| Yes: 12k sqft + Owned | GNBRARXA | WNS1370 | Owned | Building | Central Office |  | 35.2327 | -92.3884 | 9 South Broadview Street | Greenbrier | AR | ON202-AR-013 | 2298 | REIT_ILEC | Windstream Arkansas¦ LLC | ABS 1 | 57457.22 | 86295.67 | 23436.5 | 19649.56 | 20000 | 64 | 331 | 324 | 655 | 8811.8 | 20476.55 | 63414.33 | 29288.35 | 0 | 29288.35 | 2017-05-26 | https://www.sitefotos.com/vpics/guestmapdev?e4o1u0 | 3.75
Y | Yes: 12k sqft + Owned | GRNLIAXC | WNS1631 | Owned | Building | Central Office |  | 41.7452 | -92.7254 | 1010 Main Street | Grinnell | IA | ON132-IA-1181 | 37 | REIT_ILEC | Windstream Iowa Communications¦ Inc. | ABS 2 | 37252.22 | 109942.31 | 21509.57 | 40362.96 | 15723 | 84 | 648 | 595 | 1243 | 86783.49 | 175897.93 | 71294.07 | 262681.42 | 21 | 262702.42 |  | https://www.sitefotos.com/vpics/guestmapdev?s1u7o1 | 2.9481
| Yes: 12k sqft + Owned | HRSNARXA |  | Owned | Building | Central Office |  | 36.2143 | -93.0791 | 202 Graham Street | Harrison | AR | B202322 | 1392 | REIT_ILEC | Windstream Arkansas¦ LLC | ABS 1 | 149943.27 | 97350.18 | 58606.83 | 23685.58 | 21579 | 81 | 472 | 144 | 616 | 12764 | 53237.64 | 52403.81 | 66001.64 | 0 | 66001.64 | 2014-07-11 | https://www.sitefotos.com/vpics/guestmapdev?o8a8x4 | 4.0461 | Y | Strong | Middle of a field basically. Room for days. | 2 | GO (leaning) | Pursue #2 - geotech karst study for expansion footprint + Entergy capacity inquiry in parallel
Y | Yes: 12k sqft + Owned | HZRDKYXA | WNS1739 | Owned | Building | Central Office |  | 37.2499 | -83.1939 | 101 Winterberry Drive | Hazard | KY | ON219-KY-021 | 42 | REIT_ILEC | Windstream Kentucky East¦ LLC | ABS 1 | 46258.55 | 118939.09 | 9698.41 | 42853.88 | 14149 | 133 | 624 | 1401 | 2025 | 48976.38 | 165196.62 | 31654.32 | 214173 | 0 | 214173 | 2016-09-01 | https://www.sitefotos.com/vpics/guestmapdev?i6e5b4 | 2.6529
Y | Yes: 12k sqft + Owned | HDSNOHXB | WNS1063 | Owned | Building | Central Office |  | 41.2171 | -81.4425 | 1300 Terex Road | Hudson | OH | ON080-OH-015 | 2031 | REIT_ILEC | Windstream Western Reserve¦ Inc. | ABS 1 | 10196.96 | 22058.62 | 3969.1 | 5551.47 | 29978 | 20 | 167 | 5 | 172 | 390 | 3113 | 481 | 3503 | 0 | 3503 |  | https://www.sitefotos.com/vpics/guestmapdev?u1a0v7 | 5.6209 | Y | Strong | Corner of what looks like agricultural land. | 3 | REVIEW | Advance - gauge Hudson Public Power capacity appetite for the increment; spec Tier 4 gensets
Y | Yes: 12k sqft + Owned | HDSNOHXA | WNS2275 | Owned | Building | Central Office |  | 41.2434 | -81.44 | 245 North Main Street | Hudson | OH | ON080-OH-043 | 3800 | REIT_ILEC | Windstream Western Reserve¦ Inc. | ABS 1 | 151219.15 | 292937.87 | 42853.14 | 87782.52 | 18705 | 170 | 486 | 241 | 727 | 119468.81 | 211677.8 | 26906.52 | 331146.61 | 0 | 331146.61 | 2007-12-01 | https://sitefotos.com/vpics/guestmapdev?u6l0o6 | 3.5072
| Yes: 12k sqft + Owned | KRVLTXXA | WNS2631 | Owned | Building | Central Office |  | 30.0453 | -99.14 | 812 Water Street | Kerrville | TX | ON810-TX-009 | 2899 | REIT_ILEC | Windstream Communications Kerrville¦ LLC | ABS 1 | 44982.18 | 68041.94 | 10368.24 | 23709.36 | 24782 | 144 | 720 | 787 | 1507 | 13942.9 | 48060.79 | 4423 | 62003.69 | 0 | 62003.69 | 2008-02-29 | https://www.sitefotos.com/vpics/guestmapdev?g2e5m3 | 4.6466 | Y | Medium/Low | Dense industrial area. Parking lot behind but expect it may be too dense. |  |  | #N/A
| Yes: 12k sqft + Owned | LVLDTXXA | WNS2638 | Owned | Building | Central Office | Tower | 33.5881 | -102.3795 | 506 Avenue I | Levelland | TX | ON400-01-054 | 2215 | REIT_ILEC | Valor Telecommunications of Texas¦ LLC | ABS 2 | 62293.72 | 37529.42 | 20677.18 | 15123.29 | 12108 | 75 | 280 | 684 | 964 | 8290 | 24438.57 | 3619 | 32728.57 | 0 | 32728.57 | 2016-08-01 | https://www.sitefotos.com/vpics/guestmapdev?p2h0f6 | 2.2702
| Yes: 12k sqft + Owned | LVOKFLXA | WNS1448 | Owned | Building | Central Office |  | 30.294 | -82.9821 | 206 White Avenue SE | Live Oak | FL | ON047-FL-1012 | 2347 | REIT_ILEC | Windstream Florida¦ Inc. | ABS 2 | 177616.39 | 165791.72 | 20604.42 | 59604.05 | 21370 | 123 | 774 | 856 | 1630 | 67011.38 | 100782.94 | 50269.76 | 167794.32 | 1027.52 | 168821.84 | 2007-04-01 | https://www.google.com/maps/place/30%C2%B017'38.3%22N+82%C2%B058'56.0%22W/@30.2939734,-82.9828659,179m/data=!3m2!1e3!4b1!4m4!3m3!8m2!3d30.2939722!4d-82.9822222?entry=ttu&amp;g_ep=EgoyMDI2MDIyNC4wIKXMDSoASAFQAw%3D%3D">Google Maps</a> | 4.0069 | Y | Medium | Relatively dense commercial + residential |  |  | #N/A
| Yes: 12k sqft + Owned | MDVLGAXA | WNS1550 | Owned | Building | Central Office |  | 33.0908 | -83.2285 | 750 North Jefferson Street | Milledgeville | GA | ON042-GA-103 | 19 | REIT_ILEC | Windstream Georgia Communications¦ LLC | ABS 2 | 86249.72 | 156249.37 | 45893.97 | 50239.29 | 25764 | 93 | 1016 | 346 | 1362 | 40278.47 | 76847.68 | 212148.55 | 117126.15 | 0 | 117126.15 | 2017-05-26 | https://sitefotos.com/vpics/guestmapdev?t5n6n8 | 4.8308 | Y | Medium | Space on the block but looks like it's residential; expect limited availability; exception is relatively large parking space which seems to serve only this building. |  |  | #N/A
Y | Yes: 12k sqft + Owned | MRHDKYXA | WNS1776 | Owned | Building | Central Office | Switch | 38.1837 | -83.4348 | 154 East 2nd Street | Morehead | KY | ON219-KY-033 | 23 | REIT_ILEC | Windstream Kentucky East¦ LLC | ABS 1 | 37578.36 | 109271.36 | 6631.25 | 39402.98 | 23104 | 160 | 263 | 407 | 670 | 17854.9 | 107767.71 | 81907.1 | 125622.61 | 0 | 125622.61 |  | https://www.sitefotos.com/vpics/guestmapdev?q5b1t3 | 4.332 | Y | Medium | Relatively dense commercial |  |  | #N/A
| Yes: 12k sqft + Owned | MLTRGAXA | WNS1556 | Owned | Building | Central Office |  | 31.1775 | -83.7837 | 216 4th Street SE | Moultrie | GA | ON042-GA-131 | 20 | REIT_ILEC | Windstream Georgia Communications¦ LLC | ABS 1 | 44518.26 | 130268.76 | 32316.68 | 39313.9 | 25380 | 89 | 460 | 2509 | 2969 | 13721 | 107934.84 | 34945.33 | 121655.84 | 0 | 121655.84 | 2017-05-26 | https://sitefotos.com/vpics/guestmapdev?u2o1q0 | 4.7588 | Y | Medium/Strong | Space on the lot but relatively dense around it | 4 | REVIEW | Hold as OZ-advantaged backup; Phase I environmental if advanced
| Yes: 12k sqft + Owned | MLTRGA05 | WNS0398 | Owned | Building | Central Office | Warehouse | 31.1792 | -83.7488 | 282 Industrial Drive | Moultrie | GA | B042274 | 3432 | REIT_ILEC | Windstream Georgia Communications¦ LLC | ABS 1 | 63723.57 | 35179.59 | 23980.62 | 9833.75 | 15016 | 4 | 0 | 0 | 0 | 0 | 0 | 0 | 0 | 0 | 0 |  | https://www.sitefotos.com/vpics/guestmapdev?g0p7o8 | 2.8155
Y | Yes: 12k sqft + Owned | NWRKOHXA | WNS2289 | Owned | Building | Central Office |  | 40.0594 | -82.4049 | 66 North 4th Street | Newark | OH | ON158-OH-024 | 2693 | REIT_ILEC | Windstream Ohio¦ LLC | ABS 2 | 49396.64 | 121164.43 | 30226.23 | 45375.08 | 35563 | 145 | 717 | 1236 | 1953 | 6099.45 | 28989.82 | 57489.56 | 35089.27 | 0 | 35089.27 |  | https://www.sitefotos.com/vpics/guestmapdev?d8r3s3 | 6.6681 | Y | Medium/Strong | Little to no room for expansion, but enough interior sq ft for significant MW IT if power available | 5 | REVIEW (5-15 MW band) | Keep as low-band expansion candidate - AEP capacity inquiry decides it
Y | Yes: 12k sqft + Owned | NWTNIAXC | WNS1656 | Owned | Building | Central Office |  | 41.6983 | -93.0545 | 115 S Second Ave W | Newton | IA | ON132-IA-01178 | 2411 | REIT_ILEC | Windstream Iowa Communications¦ Inc. | ABS 2 | 143343.34 | 91808.72 | 31658.36 | 22200.06 | 43934 | 60 | 862 | 1789 | 2651 | 7531.78 | 39884.18 | 90116.1 | 47415.96 | 0 | 47415.96 |  | https://www.sitefotos.com/vpics/guestmapdev?v2o0r3 | 8.2376 | Y | Medium/Strong | Lot is ~4x building footprint currently incl. parking; commercial + residential surrounding | 6 | REVIEW | Hold - verify Alliant service, assemblage, and Uniti lease terms; mid-tier
| Yes - High Rack count | NCVLKYXA | WNS1784 | Owned | Building | Central Office |  | 37.8807 | -84.5724 | 105 North York Street | Nicholasville | KY | ON219-KY-035 | 123 | REIT_ILEC | Windstream Kentucky East¦ LLC | ABS 1 | 22704.46 | 83234.99 | 9764.05 | 22830.17 | 6190 | 121 | 335 | 1385 | 1720 | 19185.03 | 26962.61 | 49596.69 | 46147.64 | 0 | 46147.64 |  | https://www.sitefotos.com/vpics/guestmapdev?e7q8w5 | 1.1606
Y | Yes: 12k sqft + Owned | NRFDOHXA | WNS2297 | Owned | Building | Central Office |  | 41.3147 | -81.537 | 54 Leonard Avenue | Northfield | OH | B080033 | 2701 | REIT_ILEC | Windstream Western Reserve¦ Inc. | ABS 1 | 53064.32 | 123417.05 | 33189.06 | 36876.69 | 66721 | 93 | 371 | 960 | 1331 | 4919.5 | 34006.75 | 24440.44 | 38926.25 | 0 | 38926.25 |  | https://www.sitefotos.com/vpics/guestmapdev?q4k0k6 | 12.5102 | Y | Strong | Significant existing interior sq ft; significant lot space for expansion | 7 | REVIEW | Rises under operating-facility lens - verify serving utility (FirstEnergy?) + assemblage, then utility capacity inquiry on the 345 kV path
| Yes - High Rack count | PRRYGAXA | WNS1566 | Owned | Building | Central Office |  | 32.4574 | -83.7326 | 910 Main Street | Perry | GA | ON042-GA-073 | 133 | REIT_ILEC | Windstream Georgia Communications¦ LLC | ABS 1 | 18113.29 | 90112.32 | 3981.92 | 29397.49 | 5775 | 95 | 648 | 1054 | 1702 | 18123.95 | 34747.53 | 124837.6 | 52871.48 | 1402.12 | 54273.6 | 2018-07-01 | https://sitefotos.com/vpics/guestmapdev?g3t5o5 | 1.0828
| Yes: 12k sqft + Owned | RCFDOHXA |  | Owned | Building | Central Office |  | 41.2393 | -81.6558 | 4676 West Streetsboro Road | Richfield | OH | ON080-OH-1004 | 2707 | REIT_ILEC | Windstream Western Reserve¦ Inc. | ABS 1 | 0 | 0 | 0 | 0 | 20000 | 27 | 212 | 423 | 635 | 5793.04 | 84385.62 | 7660.89 | 90178.66 | 0 | 90178.66 |  | https://www.google.com/maps/place/130+Howell+Dr,+Elizabethtown,+KY+42701/@37.7137354,-85.8271202,860m/data=!3m2!1e3!4b1!4m6!3m5!1s0x8868ef14cb372ebf:0xa1909efe4828c1f5!8m2!3d37.7137312!4d-85.8245453!16s%2Fg%2F11bw4nx7h4?entry=ttu&amp;g_ep=EgoyMDI2MDIwNC4wIKXMDSoASAFQAw%3D%3D">Google Maps</a> | 3.75
Y | Yes: 12k sqft + Owned | TRNYTXXH | WNS1293 | Owned | Building | Central Office |  | 30.8515 | -95.4001 | 75 FRONT ST @ F.M. 980 Riverside TX 77367 US | Riverside | TX | O400-TX-053672 |  | WIN_ILEC | Valor | ABS 2 | 4543.06 | 17203.77 | 1549.4 | 6700.45 | 42400 | 10 | 231 | 5 | 236 | 0 | 924 | 0 | 924 | 0 | 924 |  | https://www.sitefotos.com/vpics/guestmapdev?e8d1r3 | 7.95 | Y | Strong | Significant additional space on lot; minimal density surrounding | 8 | NO-GO (flood) | Park - spend ~$2k on elevation certificate; revive only if LOMA path viable
| Yes: 12k sqft + Owned | SYMRTXXA | WNS2709 | Owned | Building | Central Office | Tower | 33.5914 | -99.2601 | 400 North Main Street | Seymour | TX | ON400-TX-197 | 36 | REIT_ILEC | Valor Telecommunications of Texas¦ LLC | ABS 1 | 111480.26 | 164773.62 | 32901.23 | 43914.86 | 16690 | 54 | 283 | 667 | 950 | 7595 | 25151.77 | 9368.14 | 32746.77 | 45.58 | 32792.35 | 2009-02-11 | https://www.sitefotos.com/vpics/guestmapdev?x7r0j2 | 3.1294
Y | Yes: 12k sqft + Owned | SGLDTXXE | WNS2726 | Owned | Building | Central Office |  | 29.6363 | -95.5982 | 12626 Dairy Ashford Road | Sugar Land | TX | ON209-TX-014 | 26 | REIT_ILEC | Windstream Sugar Land¦ Inc. | ABS 2 | 26919.01 | 110332.84 | 10148.72 | 33553.73 | 20815 | 159 | 393 | 228 | 621 | 60980.73 | 142333.73 | 30063.88 | 203314.46 | 3824.02 | 207138.48 |  | https://www.sitefotos.com/vpics/guestmapdev?i7m7q2 | 3.9028 | Y | Medium/Strong | Limited additional space on lot; BUT looks like multiple empty lots adjoining |  | 2
| Yes: 12k sqft + Owned | SGLDTXXD | WNS2722 | Owned | Building | Central Office |  | 29.5861 | -95.6207 | 1850 Austin Parkway | Sugar Land | TX | ON209-TX-013 | 2946 | REIT_ILEC | Windstream Sugar Land¦ Inc. | ABS 2 | 27441.88 | 52597.95 | 6637.73 | 13311.14 | 20000 | 64 | 718 | 368 | 1086 | 10990.23 | 14205.04 | 21875.66 | 25195.27 | 0 | 25195.27 |  | https://www.google.com/maps/place/29%C2%B035'09.9%22N+95%C2%B037'14.6%22W/@29.5860919,-95.6213714,236m/data=!3m2!1e3!4b1!4m4!3m3!8m2!3d29.5860907!4d-95.6207277?entry=ttu&amp;g_ep=EgoyMDI2MDIyNC4wIKXMDSoASAFQAw%3D%3D">Google Maps</a> | 3.75
| Yes: 12k sqft + Owned | SWNYTXXA | WNS2733 | Owned | Building | Central Office |  | 29.0386 | -95.6996 | 202 Pecan Street | Sweeny | TX | ON209-TX-019 | 3225 | REIT_ILEC | Windstream Sugar Land¦ Inc. | ABS 2 | 26297.8 | 24504.66 | 24898.86 | 11673.25 | 12000 | 29 | 371 | 528 | 899 | 4759 | 4056.82 | 0 | 8815.82 | 0 | 8815.82 | 2017-05-26 | https://www.sitefotos.com/vpics/guestmapdev?k6p1p5 | 2.25
| Yes: 12k sqft + Owned | TOLDIAXO | WNS1669 | Owned | Building | Central Office |  | 41.9815 | -92.5813 | 1201 South County Road | Toledo | IA | ON132-IA-1082 | 43 | REIT_ILEC | Windstream Iowa Communications¦ Inc. | ABS 2 | 48301.87 | 40500.03 | 7029.58 | 13546.64 | 13998 | 23 | 211 | 434 | 645 | 1471.7 | 11634.8 | 20688.4 | 13106.5 | 21 | 13127.5 |  | https://www.sitefotos.com/vpics/guestmapdev?s3a4q4 | 2.6246
Y | Yes: 12k sqft + Owned | BRAROKXB | WNS2371 | Owned | Building | Central Office |  | 36.0576 | -95.869 | 7200 S Mingo Rd | Tulsa | OK | ON200-OK-006 | 2730 | REIT_ILEC | Valor Telecommunications of Texas¦ LLC | ABS 2 | 62023.19 | 183555.22 | 26118.34 | 57091.68 | 13599 | 226 | 708 | 415 | 1123 | 83353.69 | 95058.36 | 68553.96 | 178412.05 | 0 | 178412.05 |  | https://www.sitefotos.com/vpics/guestmapdev?i8w0l5 | 2.5498
| Yes: 12k sqft + Owned | TWBGOHIR |  | Owned | Building | Central Office |  | 41.3112 | -81.4423 | 2684 East Aurora Road | Twinsburg | OH | ON080-OH-1006 | 2712 | REIT_ILEC | Windstream Western Reserve¦ Inc. | ABS 1 | 0 | 0 | 0 | 0 | 20000 | [11 empty] | https://www.google.com/maps/place/130+Howell+Dr,+Elizabethtown,+KY+42701/@37.7137354,-85.8271202,860m/data=!3m2!1e3!4b1!4m6!3m5!1s0x8868ef14cb372ebf:0xa1909efe4828c1f5!8m2!3d37.7137312!4d-85.8245453!16s%2Fg%2F11bw4nx7h4?entry=ttu&amp;g_ep=EgoyMDI2MDIwNC4wIKXMDSoASAFQAw%3D%3D">Google Maps</a> | 3.75
| Yes: 12k sqft + Owned | VIANOK05 |  | Owned | Building | Central Office |  | 35.4985 | -94.9715 | 109 Blackstone St | Vian | OK | ON208-OK-008 |  | WIN_ILEC | Oklahoma Windstream¦ LLC | ABS 2 | 0 | 0 | 0 | 0 | 12000 | 13 | 0 | 0 | 0 | 0 | 0 | 0 | 0 | 760 | 760 | 1999-12-09 | https://www.sitefotos.com/vpics/guestmapdev?v4r7w8 | 2.25
| Yes - High Rack count | WNDRGAXA | WNS1594 | Owned | Building | Central Office |  | 33.9946 | -83.7212 | 74 Woodlawn Avenue | Winder | GA | ON042-GA-092 | 92 | REIT_ILEC | Windstream Georgia Communications¦ LLC | ABS 2 | 39493.07 | 149148.35 | 3438.86 | 45265.02 | 7771 | 119 | 509 | 2027 | 2536 | 107959.85 | 57589.49 | 150609.52 | 165549.34 | 0 | 165549.34 |  | https://sitefotos.com/vpics/guestmapdev?s0q8i7 | 1.4571
Y | Yes: 12k sqft + Owned | ASHTOHXA | WNS2238 | Owned | Building | Central Office |  | 41.8655 | -80.7834 | 4616 Park Avenue | WYMAN | OH | B080053 | 3549 | REIT_ILEC | Windstream Western Reserve¦ Inc. | ABS 2 | 51649.4 | 96181.38 | 19265.16 | 36680.53 | 30000 | 125 | 722 | 633 | 1355 | 3866 | 30884.12 | 10543.4 | 34750.12 | 0 | 34750.12 | 2017-09-06 | https://www.sitefotos.com/vpics/guestmapdev?q1f1l4 | 5.625 | Y | Medium/Low | Limited additional space on lot; relatively high commercial + residential density |  |  | #N/A

## Mireye Site Screen
| Site |  |  |  | Parcel (Regrid via Mireye) | [6 empty] | Power | [12 empty] | Gas / BTM | [5 empty] | Flood & Hazard | [10 empty] | Climate / Cooling |  |  |  | Air & Environment | [8 empty] | Water / Sewer | [6 empty] | Connectivity |  | Neighbors |  |  |  |  | Summary
ID | Site | Lat | Lng | Screen depth | Situs address | Owner of record | APN | Zoning | Parcel area (m2) | Parcel area (acres) | Parcel caveat | ISO/RTO | Serving utility (retail) | Ind. elec price ($/kWh) | Est. annual cost ($/MW-yr) | Substation dist (m) | Substation max kV | Trans line dist (m) | Trans line kV | Trans line owner | Max kV within 10 km | Substations in 10 km | Redundancy flag | County queue (MW, generator-side) | Gas pipeline dist (m) | Interstate pipeline (m) | Ind. gas ($/MCF) | Grid ($/MWh) | Modeled gas gen ($/MWh, fuel-only) | BTM gas flag | FEMA zone | In SFHA | Seismic design cat. | PGA 2%/50yr (g) | Design wind (mph) | Karst | Nearest dam (m) | Dam hazard class | High-hazard dams 10 km | Shrink-swell | Slope (deg) | Design wet bulb (degC) | Days >=32C /yr | Free cooling h/yr @15C | Free cooling h/yr @10C | Ozone nonattainment | Worst class | Maintenance area | Superfund in 8 km | Brownfields in 8 km | USTs in 1 km | Open LUST in 1 km | Opportunity Zone | Incentive stack | In water service area | Water system | System pop served | In sewer service area | Sewer provider | WWTP dist (m) | WWTP pop served | FTTP providers | 5G class | Housing units 1 km | Density (units/km2) | Residential context | School dist (m) | School name | Rank | Key strengths | Key risks | Verdict | Recommendation
| Ashland, Boyd Co KY | 38.4758 | -82.6439 | Full (greenfield recipe - predates conversion recipe; no building/conversion fields) | not pulled | not pulled | not pulled | R-5 | 4388.49 | 1.0844 | Single-point Regrid match - FRAGMENT RISK: R-5/1.08-ac may be adjacent lot if site is a multi-parcel assemblage (Northfield pattern); county check needed | not pulled | Kentucky Power Co | 0.073 | 639480 | 1446.8 | 69 | 695.8 | 69 | Kentucky Power Co | 69 | 15 | TRUE | absent | 6713.6 | 6713.6 | 4.51 | 73 | 41.32 | TRUE | X | No | B | 0.135 | 112 | No | 9078.4 | High | 2 | Low | 1.21 | 25 | 28 | 4531 | 3434 | No | absent | No | 10 | 21 | 34 | 0 | No | (none) | Yes | Ashland Water Works | 44402 | Yes | Ashland | 1771 | 21481 | 2 | 5g_high_speed | 1735 | 381.1 | dense | 221 | Ashland Child Development Center | 9 | Operating facility (established use); Zone X; flat; water+sewer in-area; best OH-valley gas economics ($41 vs $73 grid); 345 kV substation 6.6 km | 69 kV ceiling in radius caps ~5-15 MW; expansion friction from dense residential + childcare 221 m; parcel zoning/size unverified (fragment risk); greenfield-recipe screen only | REVIEW (5-15 MW band) | Keep as low-band expansion candidate; re-screen with conversion recipe + county assemblage check after Sept 1
1 | Baldwin GA - 2000 Communications Blvd | 34.4972 | -83.55 | Full (conversion screen) | 2000 COMMUNICATIONS BLVD | absent | 090 016 | HI | 106647.29 | 26.3531 | Validated: coord + address pulls returned same parcel; address exact match | absent | Georgia Power Co | 0.0684 | 599184 | 1300.6 | 115 | 169.5 | 115 | Georgia Power Co | 115 | 10 | TRUE | absent | absent | 51825.7 | 5.56 | 68.4 | 50.94 | absent | X | No | C | 0.195 | 112 | No | 3629.9 | Low | 3 | Low | 0.35 | 24.5 | 24 | 4154 | 2717 | No | absent | No | 0 | 2 | 1 | 0 | No | (none) | No (54 m to boundary) | absent | absent | Yes | Baldwin WPCP | 2067 | 5231 | 1 | 5g_high_speed | 778 | 136.4 | dense | 1249 | Baldwin Elementary School | 1 | Operating facility + 26.35-ac HI parcel for expansion; 115 kV line 170 m; attainment air; clean environmental radius; full 5-50 MW band | No gas fallback (interstate 52 km); outside water area (54 m extension); small WWTP (5,231); no queue visibility (non-RTO) | GO | Pursue first - open Georgia Power capacity inquiry now
7 | Northfield OH - 54 Leonard Ave | 41.3147 | -81.537 | Full (conversion screen) | LEONARD AVE | Kinetic ABS OH LLC | 4002466 | T-C | 463.24 | 0.11447 | FRAGMENT - wrong parcel for address; county shows 7-parcel assemblage (APNs 4002461-4002467); building on 4002461 | PJM | City of Cleveland (OH) - SUSPECT | 0.0995 | 871620 | 1090.9 | absent | 893.1 | 345 | absent | 345 | 23 | TRUE | absent | 534.6 | 24864.2 | 11.23 | 99.5 | 102.88 | TRUE | X | No | B | 0.095 | 112 | No | 1699.4 | High | 3 | Low | 3.77 | 24.1 | 8 | 5538 | 4258 | Yes - ozone (2015 std) | Serious | Yes (2008 ozone) | 7 | 2 | 4 | 2 | No | (none) | Yes | Cleveland Public Water System | 1308955 | Yes | NEORSD Southerly WWTP | 7099 | 21809 | 4 | 5g_high_speed | 1137 | 196.8 | dense | 87 | Nordonia Middle School | 3 | Operating facility (established use beside school); best wires in portfolio - 345 kV line 893 m, 23 substations/10 km; 1.3M-person water system; 4 fiber providers; strong cooling | Serious ozone (incremental genset permitting, netting possible vs existing permits); $872k/MW-yr power; parcel data unreliable (7-parcel assemblage); utility attribution suspect; nearest UST 30 m likely own fuel tank | REVIEW | Rises under operating-facility lens - verify serving utility (FirstEnergy?) + assemblage, then utility capacity inquiry on the 345 kV path
3 | Hudson OH - 1300 Terex Rd | 41.2171 | -81.4425 | Full (conversion screen) | 1300 TEREX RD | Kinetic ABS OH LLC | 3003811 | DISTRICT-8 | 3254.56 | 0.80422 | Single matched parcel; owner holds 16 Summit Co parcels - may be part of assemblage | PJM | City of Hudson (OH) - verified real muni | 0.0995 | 871620 | 1054.1 | 138 | 814.1 | absent | absent | 138 | 21 | TRUE | absent | 724 | 30645.3 | 11.23 | 99.5 | 102.88 | TRUE | X | No | B | 0.085 | 112 | No | 2007.5 | Significant | 5 | Low | 1.29 | 24 | 8 | 5448 | 4240 | Yes - ozone (2015 std) | Serious | Yes (2008 ozone) | 1 | 3 | 3 | 0 | No | (none) | Yes | Hudson City PWS | 8385 | No (546 m to boundary) | absent | 6095 | 16758 | 4 | 5g_high_speed | 944 | 86.3 | dense | 256 | The Goddard School | 4 | Operating facility; 138 kV substation 1.1 km; 21 substations/10 km; clean environmental; strong cooling; 4 fiber providers | Municipal utility counterparty at 50 MW; Serious ozone (incremental gensets need Tier 4); outside sewer area; small water system | REVIEW | Advance - gauge Hudson Public Power capacity appetite for the increment; spec Tier 4 gensets
5 | Newark OH - 66 N 4th St | 40.0594 | -82.4049 | Full (conversion screen) | 66 N 4 ST | Kinetic ABS OH LLC | 02121190402004058000 | DC | 1113.45 | 0.27514 | Single matched parcel; downtown CBD - possible assemblage | PJM | Ohio Power Co (AEP) | 0.0995 | 871620 | 928.1 | absent | 605.7 | 69 | Ohio Power Co | 69 | 21 | TRUE | 710.04 | 2707.6 | 2707.6 | 11.23 | 99.5 | 102.88 | TRUE | X | No | B | 0.085 | 112 | No | 3160.8 | Significant | 0 | Low | 0.84 | 24.6 | 11 | 5045 | 3940 | No | absent | Yes (2008+2015 ozone) | 5 | 16 | 16 | 1 | No | brownfield_repowering_screened | Yes | Newark City PWS | 49934 | Yes | Newark WWTP & Sewer System | 2889 | 10538 | 3 | 5g_high_speed | 3135 | 541.4 | dense | 182 | Child Of God Preschool | 8 | Operating facility (established downtown use); solid AEP counterparty; maintenance-only air (best air status in the OH group); water+sewer in-area; 710 MW county queue | 69 kV ceiling in entire radius caps ~5-15 MW; nearest UST 33 m likely own tank but 16 USTs/16 brownfields in downtown radius (diligence); expansion friction from preschool 182 m + density | REVIEW (5-15 MW band) | Keep as low-band expansion candidate - AEP capacity inquiry decides it
8 | Riverside TX - FM 980 (Walker Co) | 30.8515 | -95.4001 | Full (conversion screen) | FM 980 | Valor Telecommunications of Texas LP | 14123 | absent | 2327.99 | 0.57526 | Single matched parcel; rural - assemblage unknown | ERCOT (field) - SUSPECT, wires are Entergy TX (likely MISO) | Mid-South Electric Coop Assn | 0.0633 | 554508 | 1467.8 | 138 | 802.7 | 69 | Entergy Texas, Inc. | 138 | 2 | FALSE | 150 | 544.7 | 544.7 | 3.12 | 63.3 | 28.58 | TRUE | A | YES - SFHA, no BFE published | B | 0.045 | 112 | No | 1640 | Low | 2 | Low | 0.85 | 26.2 | 104 | 2693 | 1460 | No | absent | No | 0 | 0 | 2 | 0 | No | (none) | Yes | Riverside SUD | 6492 | No (7,460 m to boundary) | absent | 10865 | 3010 | 1 | 5g_high_speed | 315 | 32.2 | moderate | 9750 | (unreliable Overture record) | 10 | Operating facility already living with the flood zone; cheapest grid ($555k/MW-yr); best usable gas hedge ($29 vs $63, pipeline 545 m, attainment air); 138 kV | FEMA Zone A (no BFE) - substantial-improvement rule bites densification capex >50% of building value regardless of existing ops; worst-tier cooling; 2 substations/10 km, redundancy FALSE; sewer 7.5 km | NO-GO (flood) | Park - spend ~$2k on elevation certificate; revive only if LOMA path viable
2 | Harrison AR - 202 Graham St | 36.2143 | -93.0791 | Full (conversion screen) | 202 GRAHAM STRE | absent | 825-14426-200 | C3 | 40473.46 | 10.0012 | Single matched parcel - 10.0 ac; only multi-acre parcel besides Baldwin | MISO | Entergy Arkansas LLC | 0.062 | 543120 | 960.6 | 161 | 960.6 | 161 | Entergy Arkansas Inc | 161 | 3 | TRUE | absent | 5124.3 | 62989.5 | 9.28 | 62 | 85.01 | TRUE (flag only - see risks) | X | No | D | 0.225 | 112 | YES - carbonate, EXPOSED (Boone Fm) | absent | absent | 0 | absent | 2.58 | 25.6 | 38 | 4294 | 2981 | No | absent | No | 0 | 0 | 3 | 0 | No | (none) | Yes | Harrison Waterworks | 17455 | Yes | Harrison WWTP | 2947 | 13468 | 3 | 5g_high_speed | 388 | 38.4 | moderate | 1158 | Educational Opportunity Center | 2 | Operating facility + 10.0-ac C3 parcel for expansion; 161 kV substation+line ~960 m; cheapest power in portfolio ($543k/MW-yr); attainment; spotless environmental | Exposed carbonate karst + seismic design cat. D - governs NEW expansion structures (existing building's decades of service partly de-risk); only 3 substations/10 km; gas gen uneconomic | GO (leaning) | Pursue #2 - geotech karst study for expansion footprint + Entergy capacity inquiry in parallel
4 | Moultrie GA - 216 4th St SE | 31.1775 | -83.7837 | Full (conversion screen) | 216 4TH ST SE | absent | M035 001 | C-3 | 5286.65 | 1.3064 | Single matched parcel - 1.31 ac | absent | City of Moultrie (GA) - muni | 0.0684 | 599184 | 565.6 | 115 | 302.9 | 115 | Georgia Power Co | 115 | 15 | TRUE | 130 | 4850.7 | 4850.7 | 5.56 | 68.4 | 50.94 | TRUE | X | No | B | 0.065 | 112 | Buried carbonate (low confidence) | 2624.8 | Low | 1 | Low | 0.94 | 26.4 | 69 | 2658 | 1372 | No | absent | No | 0 | 2 | 32 | 2 | YES - tract 13071970702 | opportunity_zone | Yes | Moultrie | 17067 | Yes | Moultrie WPCP | 2852 | 13760 | 1 | 5g_high_speed | 1285 | 188.2 | dense | 775 | Stringfellow Elementary School | 5 | Operating facility; only Opportunity Zone site (capital-stack sweetener); 115 kV line 303 m (GA Power wires); attainment; 15 substations/10 km | Muni retail counterparty; nearest UST 31 m likely own tank but 32 USTs + 2 open LUST in 1 km (Phase I); hot climate (69 days >=32C); 1.31-ac parcel | REVIEW | Hold as OZ-advantaged backup; Phase I environmental if advanced
6 | Newton IA - 115 S 2nd Ave W | 41.6983 | -93.0545 | Full (conversion screen) | 115 S 2ND AVE W | CSL Iowa System LLC (Uniti leaseback) | 0834158001 | C-CBD | 1731 | 0.42774 | Single matched parcel; downtown CBD - possible assemblage | MISO | Consumers Energy - SUSPECT (likely Alliant/IPL; a Consumers Energy Coop exists in IA) | 0.0626 | 548376 | 784.2 | 161 | 751.7 | absent | MidAmerican Energy Co | 161 | 4 | TRUE | absent | 4438.6 | 4438.6 | 6.69 | 62.6 | 61.29 | TRUE | X | No | B | 0.045 | 112 | No | 2844.3 | Low | 0 | Moderate | 2.88 | 26.7 | 16 | 5312 | 4331 | No | absent | No | 1 | 0 | 23 | 2 | No | brownfield_repowering_screened | Yes | Newton Water Supply | 16518 | Yes | Newton WWTP | 274 | 16283 | 3 | 5g_high_speed | 2685 | 494.5 | dense | 426 | Central Junior High School | 6 | Operating facility; 161 kV substation 784 m; cheap power ($548k/MW-yr); attainment; excellent cooling (5,312 h) | 0.43-ac CBD fragment (assemblage unknown); Uniti (CSL) leaseback ownership - counterparty differs; utility attribution suspect; superfund 827 m + 2 open LUST (diligence); expansion friction from junior high 426 m | REVIEW | Hold - verify Alliant service, assemblage, and Uniti lease terms; mid-tier
| Sugar Land TX - Fort Bend Co | 29.6363 | -95.5982 | TRIAGE ONLY (credits) - no parcel/building/school | not pulled | not pulled | not pulled | not pulled | not pulled | not pulled | Parcel fields not pulled - credit exhaustion; complete after Sept 1 reset | ERCOT (eGRID ERCT) | CenterPoint Energy (wires; retail via competitive REP) | 0.0633 | 554508 | 913.6 | 138 | not pulled | not pulled | not pulled | not pulled | 18 | TRUE | 3320.46 | 615.1 | 726.7 | 3.12 | 63.3 | 28.58 | TRUE | X | No | A | 0.045 | 136 | No | 3892.1 | High | 1 | VERY HIGH | 1.37 | 27.1 | 106 | 1994 | 1032 | Yes - ozone (2008+2015 stds) | SEVERE | No | 1 | 2 | 5 | 0 | No | brownfield_repowering_screened | Yes | City of Sugar Land | 90909 | Yes | Sugar Land North WWTP | 2299 | 1239 | 4 | 5g_high_speed | 1677 | 296.4 | dense | not pulled | not pulled | 7 | Operating facility; Zone X despite Houston metro; 18 substations/10 km; 3.3 GW county queue (hot market); best gas economics on paper; nearest UST 29 m likely own tank | SEVERE ozone (25 tpy NOx major threshold - neutralizes gas play, forces Tier 4 on incremental gensets); 136 mph design wind; very-high shrink-swell clays; worst cooling (1,994 h); screen incomplete | REVIEW (incomplete) | Complete parcel screen after Sept 1 credit reset before judging

## COs_Asset_List
CLLI - A | Asset Name | Asset Model | SIZE (BTUs) | KW | DATE INSTALLED | Age | Useful Life | Within Useful Life? | FIXED/PORTABLE | FUEL SYSTEM | Generator Run Time (Hours)
ABRDNCXA | GEN01-ALICECHALMERS-67OT-7014315 | GENERATOR PM |  | 100 | 1980-11-01 | 43 | 25 | no | FIXED | DIESEL | 1493.3
ABRDNCXA | CND01-TRANE-TTA090A300FA-9283SBJAD | HVAC - CONDENSER UNIT | 90000 |  | 2009-01-01 | 15 | 15 | no
ABRDNCXA | CND02-YORK-E1FDO98525B-ELEM417454 | HVAC - CONDENSER UNIT | 48000 |  | 1996-10-01 | 28 | 15 | no
ABRDNCXA | AHU01-TRANE-TWE090A300EL-9271L14BD | HVAC - AIR HANDLING UNIT | 90000 |  | 2009-06-01 | 15 | 15 | no
ABRDNCXA | AHU02-YORK-FFP048H067-EMS345622 | HVAC - AIR HANDLING UNIT | 36000 |  | 1996-10-01 | 28 | 15 | no
ABRDNCXA | AHU03-TRANE-TSC090H3R0A02-192710171L | HVAC - AIR HANDLING UNIT | [5 empty] | no
ABRDNCXA | AHU02- TRANE-5TEM6D06AV41SAA-25293YU23V | HVAC - AIR HANDLING UNIT | [5 empty] | no
ABRDNCXA | CND02-TRANE-5TWA40483000AA-252430AFKF | HVAC - CONDENSER UNIT | [5 empty] | no
ADBNIAXO | GEN01-ONAN-75ODUB15R27996A-F850766924 | GENERATOR PM |  | 75 | 1985-06-01 | 39 | 25 | no | FIXED | DIESEL | 39.7
ADBNIAXO | AHU01-LENNOX-HS19653V3Y-UnkSerial | HVAC - AIR HANDLING UNIT | 60000 |  |  |  |  | no
ADBNIAXO | AHU02-LENNOX-HS290605P-UnkSerial | HVAC - AIR HANDLING UNIT | 60000 |  |  |  |  | no
ADELGAXA | GEN01-Olympian-D60P1-D4751A001 | GENERATOR PM |  | 60 |  |  |  | no | FIXED | Diesel | 977.4
ADELGAXA | AHU01-CARRIER-FB4CNF042-4714A84662 | HVAC - AIR HANDLING UNIT | 42000 |  | 2014-11-01 | 9 | 15 | yes
ADELGAXA | CND01-CARRIER-25HCD342A310-411E18487 | HVAC - CONDENSER UNIT | 42000 |  |  |  |  | no
ADELGAXA | WAC01-MARVAIR-AVPA60ACA100NU-EJF16769201 | HVAC - AC WALL UNIT | 60000 |  | 2019-06-01 | 5 | 15 | yes
ADELGAXA | WAC02-BARD-W60ACA00-289C20374564802 | HVAC - AC WALL UNIT | [5 empty] | no
ADELGAXA | WAC03-BARD-W60A2A00-324C17341658002 | HVAC - AC WALL UNIT |  |  | 2017-01-01 |  |  | no
ALBIIAXO | GEN01-ONAN-125DVD15R26986B-K870947167 | GENERATOR PM |  | 125 | 1988-01-15 | 36 | 25 | no | FIXED | DIESEL | 168.8
ALBIIAXO | CND01-LENNOX-UnkModel-UnkSerial | HVAC - CONDENSER UNIT | 24000 |  |  |  |  | no
ALBIIAXO | CND02-CARRIER-38AR2008501-2202G20047 | HVAC - CONDENSER UNIT | 90000 |  | 2002-06-01 | 22 | 15 | no
ALBIIAXO | CND03-LENNOX-HS19513V4Y-5192G03682 | HVAC - CONDENSER UNIT | 48000 |  | 1992-07-01 | 32 | 15 | no
ALBIIAXO | AHU01-LENNOX-G51MP60C09008-5908B17971 | HVAC - AIR HANDLING UNIT | 90000 |  | 2008-02-01 | 16 | 15 | no
ALBIIAXO | AHU02-LENNOX-G51MP60C09008-5908B17942 | HVAC - AIR HANDLING UNIT | 90000 |  | 2008-02-01 | 16 | 15 | no
ALBIIAXO | AHU03-LENNOX-CB19512P-5193A77863 | HVAC - AIR HANDLING UNIT | 48000 |  | 1993-01-01 | 31 | 15 | no
ALBIIAXO | AHU04-LENNOX-ML196UH070XE36B-52-1722C21879 | HVAC - AIR HANDLING UNIT | 36000 |  | 2022-05-17 | 2 | 15 | yes
ALBIIAXO | CND04-LENNOX-TSA36S4N44Y-5820C17368 | HVAC - CONDENSER UNIT | 36000 |  | 2022-05-17 | 2 | 15 | yes
ALBMNCXA | GEN01-CUMMINS-350DFCC5564642-G020395528 | GENERATOR PM |  | 350 | 2002-07-01 | 22 | 25 | yes | FIXED | Diesel | 757.9
ALBMNCXA | CND01-CARRIER-38QKW024521-1505G50007 | HVAC - CONDENSER UNIT | 24000 |  | 2005-04-01 | 19 | 15 | no
ALBMNCXA | AHU02-MARLO-CMZ133X-M58196 | HVAC - AIR HANDLING UNIT | [5 empty] | no
ALBMNCXA | AHU01-CARRIER-40RM024B511GC-4504X02161 | HVAC - AIR HANDLING UNIT | 24000 |  | 2004-11-01 | 19 | 15 | no
ALBMNCXA | AHU01-Carrier-FX4DNF061-0416A88576 | HVAC - AIR HANDLING UNIT | 60000 |  | 2016-01-01 | 8 | 15 | yes
ALBMNCXA | CND01-Carrier-24ABB360A520-02165E00305 | HVAC - CONDENSER UNIT | 60000 |  | 2016-01-01 | 8 | 15 | yes
ALBMNCXA | AHU03-TRANE-NTXWST36A112AA-9000162T20U80W | HVAC - AIR HANDLING UNIT | 36000 |  |  |  |  | no
ALBMNCXA | CND03-TRANE-NTXSST36A112AA-9000247T20U8C5 | HVAC - CONDENSER UNIT | 36000 |  |  |  |  | no
ALBMNCXA | CND02-TRANE-TTA24043CAB01AE-21313769TA | HVAC - CONDENSER UNIT | [5 empty] | no
ALBMNCXA | RTU01-TRANE-TCD300F3DOAH-114810090D | HVAC - ROOF TOP UNIT | [5 empty] | no
ALBYKYXA | UH01-ELECTROMODE-WA40-UnkSerial | HVAC - UNIT HEATER | [5 empty] | no
ALBYKYXA | GEN02-CONDEC-31700812-BA23821ED | GENERATOR PM |  | 115 |  |  |  | no | FIXED | Diesel | 406.4
ALBYKYXA | AHU01-CARRIER-40RUAA16A2A6-3616U28425 | HVAC - AIR HANDLING UNIT |  |  | 2016-10-13 | 7 | 15 | yes
ALBYKYXA | CND01-CARRIER-38AUDA16A0A5-3316P52467 | HVAC - CONDENSER UNIT |  |  | 2016-10-13 | 7 | 15 | yes
ALBYKYXA | UH02-MARKEL-31TR48-03264502 | HVAC - UNIT HEATER |  |  | 2022-02-15 | 2 | 15 | yes
ALBYKYXA | AHU02-CARRIER-40RUAA16T2A5AOAOAO-0522U29370 | HVAC - AIR HANDLING UNIT | 180000 |  | 2022-07-11 | 2 | 15 | yes
ALBYKYXA | CND02-CARRIER-38AUZA16-OAOAOA0A5-0822P34705 | HVAC - CONDENSER UNIT | 180000 |  | 2022-07-11 | 2 | 15 | yes
ALCHFLXA | GEN01-Cummins-80DGDA4956988-C010220821 | GENERATOR PM |  | 80 | 2001-04-03 | 23 | 25 | yes | FIXED | Diesel | 657.1
ALCHFLXA | AHU02-CARRIER-40RM008B611HC-3706U24223 | HVAC - AIR HANDLING UNIT | 90000 |  | 2006-09-01 | 18 | 15 | no
ALCHFLXA | CND02-CARRIER-38AU2A08A0B5A090A0-2511G40138 | HVAC - CONDENSER UNIT | 90000 |  | 2011-06-01 | 13 | 15 | yes
ALCHFLXA | AHU03-CARRIER-40RUAA08T2A50A0A0-1220U09517 | HVAC - AIR HANDLING UNIT | 90000 |  | 2020-06-01 | 4 | 15 | yes
ALCHFLXA | CND03-CARRIER-38AUZA08A0B50A0A0-0620C92349 | HVAC - CONDENSER UNIT | 90000 |  | 2020-06-01 | 4 | 15 | yes
ALCHFLXA | AHU01-DAIKEN-DX14XA1203-2301261294 | HVAC - AIR HANDLING UNIT | 120000 |  |  |  |  | no
ALCHFLXA | CND01-DAIKEN-DAX12043-2301217199 | HVAC - CONDENSER UNIT | 120000 |  | 2024-06-01 |  |  | no
ANDRTXXA | GEN01-Cummins ONAN-155DFE15R-D760123588 | GENERATOR PM |  | 155 | 1976-04-01 | 48 | 25 | no | FIXED | Diesel | 1288
ANDRTXXA | AHU03-TRANE-TWE120B300DA-2271PAC5H | HVAC - AIR HANDLING UNIT | 120000 |  | 2022-01-01 | 2 | 15 | yes
ANDRTXXA | CND03-TRANE-TTA120E400AA-2375Y60AD | HVAC - CONDENSER UNIT | 120000 |  | 2023-01-01 | 1 | 15 | yes
ANDRTXXA | AHU01-TRANE-TWE120E300AB-14344YKDBA | HVAC - AIR HANDLING UNIT | 120000 |  | 2014-08-01 | 10 | 15 | yes
ANDRTXXA | AHU02-TRANE-TWE120E300AB-143440FPBA | HVAC - AIR HANDLING UNIT | 120000 |  | 2014-08-01 | 10 | 15 | yes
ANDRTXXA | CND01-TRANE-TTA120E400AA-14252B4LYA | HVAC - CONDENSER UNIT | 120000 |  | 2014-06-01 | 10 | 15 | yes
ANDRTXXA | CND02-TRANE-TTA120E400AA-14254W14YA | HVAC - CONDENSER UNIT | 120000 |  | 2014-06-01 | 10 | 15 | yes
ANDRTXXA | AHU04-TRANE-TWE09043-19061537BA | HVAC - AIR HANDLING UNIT | 90000 |  | 2019-01-01 | 5 | 15 | yes
ANDRTXXA | CND04-TRANE-TTA09043-18451783YA | HVAC - CONDENSER UNIT | 90000 |  | 2018-01-01 | 6 | 15 | yes
ANDRTXXA | AHU05-TRANE-TWE09043AAA00A0000-1252665BA | HVAC - AIR HANDLING UNIT | 90000 |  | 2012-01-01 | 12 | 15 | yes
ANDRTXXA | CND05-TRANE-TTA09043-18262073YA | HVAC - CONDENSER UNIT | 90000 |  | 2018-01-01 | 6 | 15 | yes
ANDRTXXA | AHU06-TRANE-AUHV60D3XH21CC-W1D6532687 | HVAC - AIR HANDLING UNIT | [5 empty] | no
ANDRTXXA | CND06-TRANE-TCJD605435A-W1L6057178 | HVAC - CONDENSER UNIT | 60000 |  | 2016-01-01 | 8 | 15 | yes
ANDRTXXA | AHU07-TRANE-AUHV60D3XH21CC-W1D6532690 | HVAC - AIR HANDLING UNIT | 60000 |  | 2016-01-01 | 8 | 15 | yes
ANDRTXXA | CND07-TRANE-TCJD6054354A-W1K607453 | HVAC - CONDENSER UNIT | 60000 |  | 2016-01-01 | 8 | 15 | yes
ANDRTXXA | AHU05-CARRIER-50CD-005-510-0484G91587 | HVAC - AIR HANDLING UNIT | 60000 |  | 1984-01-01 | 40 | 15 | no
ANDRTXXA | WAC01-BARD-W70A2809-404F1331745102 | HVAC - AC WALL UNIT | 72000 |  | 2013-01-01 | 11 | 15 | yes
ANDRTXXA | WAC02-BARD-W70A2809-404F1331745202 | HVAC - AC WALL UNIT | 72000 |  | 2013-01-01 | 11 | 15 | yes
ANDRTXXA | WAC03-BARD-W7012809-40F1331745002 | HVAC - AC WALL UNIT | 72000 |  | 2013-01-01 | 11 | 15 | yes
ANDRTXXA | PAC01-LENNOX-KCB036S4DN1P-5616G08733 | HVAC - PACKAGE UNIT | [5 empty] | no
ANWOIAXO | GEN01-ONAN-30DDA15R28076D-C820615391 | GENERATOR PM |  | 30 |  | 42 | 25 | no | FIXED | DIESEL
ANWOIAXO | GEN01-ONAN-30DDA15R28076D-C820615391 | GENERATOR PM |  | 30 | 1982-03-01 |  |  | no | FIXED | DIESEL | 1146.6
ASHTOHXA | AHU02-LIEBERT-VS070ADC0E19775-14K8E0023 | HVAC - AIR HANDLING UNIT | 240000 |  | 2014-01-01 | 10 | 15 | yes
ASHTOHXA | AHU01-LIEBERT-VS070ADC0E19775-14X8E0024 | HVAC - AIR HANDLING UNIT | 240000 |  | 2014-01-01 | 10 | 15 | yes
ASHTOHXA | WAC04-LENNOX-CB17275V1-5600J04369 | HVAC - AC WALL UNIT | 240000 |  | 2000-01-01 | 24 | 15 | no
ASHTOHXA | WAC03-LENNOX-HS292402Y-5600M04765 | HVAC - AC WALL UNIT |  |  | 2000-01-01 | 24 | 15 | no
ASHTOHXA | GEN02-CUMMINS-DQDAC-H160988986 | GENERATOR PM |  | 300 | 2016-09-01 | 8 | 25 | yes | FIXED | Diesel | 225.8
ASHTOHXA | AHU01-TRANE-A4AH4E60A1C30BA-21254NDY3V | HVAC - AIR HANDLING UNIT | 60000 |  | 2022-05-17 | 2 | 15 | yes
ASHTOHXA | CND01-TRANE-4TTTA3060D3000DA-22083EGJ5F | HVAC - CONDENSER UNIT | 60000 |  | 2022-05-17 | 2 | 15 | yes
ASLDKYXA | GEN01-CATERPILLAR-SR4B-9FG02372 | GENERATOR PM |  | 600 |  |  |  | no | FIXED | Diesel | 571
ASLDKYXA | AHU01-YORK-M30H-66765168HI | HVAC - AIR HANDLING UNIT |  |  | 1990-01-01 |  |  | no
ASLDKYXA | AHU02-YORK-M30H-UnkSerial | HVAC - AIR HANDLING UNIT | [5 empty] | no
ASLDKYXA | AHU03-YORK-UnkModel-66765168H2 | HVAC - AIR HANDLING UNIT | [5 empty] | no
ASLDKYXA | AHU05-LIEBERT-11C-155591 | HVAC - AIR HANDLING UNIT |  |  | 1985-01-01 | 39 | 15 | no
ASLDKYXA | AHU06-CARRIER-FB4CNP060-2614A87982 | HVAC - AIR HANDLING UNIT | 60000 |  | 2014-06-01 | 10 | 15 | yes
ASLDKYXA | AHU07-LIEBERT-D125AVAECI-435359001 | HVAC - AIR HANDLING UNIT | 240000 |  | 2004-01-01 | 20 | 15 | no
ASLDKYXA | AHU08-LIEBERT-FH376CC01-85161A | HVAC - AIR HANDLING UNIT | 240000 |  | 1989-01-01 | 35 | 15 | no
ASLDKYXA | AHU09-LIEBERT-FH376CC01-85161C | HVAC - AIR HANDLING UNIT | 240000 |  | 1989-01-01 | 35 | 15 | no
ASLDKYXA | AHU10-LIEBERT-FH376CC01-85161B | HVAC - AIR HANDLING UNIT | 240000 |  | 1989-01-01 | 35 | 15 | no
ASLDKYXA | AHU11-LIEBERT-UnkModel-UnkSerial | HVAC - AIR HANDLING UNIT | [5 empty] | no
ASLDKYXA | CND05-CARRIER-PA13NA060E-2514X68504 | HVAC - CONDENSER UNIT | [5 empty] | no
ASLDKYXA | AHU12-CARRIER-40RUAA16T2A5A-2521U21730 | HVAC - AIR HANDLING UNIT | [5 empty] | no
ASLDKYXA | CND06-CARRIER-38AUZA16AOA5AOAOAO-2421P41825 | HVAC - CONDENSER UNIT | 180000 |  | 2021-11-09 | 2 | 15 | yes
ASLDKYXA | CND07-LIEBERT-CDF165LY-132650924 | HVAC - CONDENSER UNIT | [5 empty] | no
ASLDKYXA | AHU13-CARRIER-UnkModel-UnkSerial | HVAC - AIR HANDLING UNIT | [5 empty] | no
ASLDKYXA | CND08-JCI-FPH-6HEM001617 | HVAC - CONDENSER UNIT | [5 empty] | no
AURROHXA | GEN01-MARATHON-440FDR7112JJW-PM3176103 | GENERATOR PM |  | 150 | 1984-01-01 | 40 | 25 | no | FIXED | Diesel | 1859
AURROHXA | CND03-LIEBERT-CDF205LY-91010038 | HVAC - CONDENSER UNIT | [5 empty] | no
AURROHXA | AHU04-BRYANT-524JE12A000A20AAA-2415U13950 | HVAC - AIR HANDLING UNIT | 12000 |  | 2015-06-01 | 9 | 15 | yes
AURROHXA | CND04-BRYANT-569JP12D000A00A0AA-1515C93856 | HVAC - CONDENSER UNIT | 12000 |  | 2015-04-01 | 9 | 15 | yes
AURROHXA | AHU05-MITSUBISHI-PKAA36KA6-51M0738 | HVAC - AIR HANDLING UNIT | [5 empty] | no
AURROHXA | CND05-MITSUBISHI-PUZA36NHA6-4ZU00102A | HVAC - CONDENSER UNIT | [5 empty] | no
AURROHXA | AHU01-LIEBERT-UH199ACOO-165104001 | HVAC - AIR HANDLING UNIT | 180000 |  |  |  |  | no
AURROHXA | AHU02-LIEBERT-BR067A-CA003984-N09B740080 | HVAC - AIR HANDLING UNIT |  |  | 2009-01-01 | 15 | 15 | no
AURROHXA | AHU03-LIEBERT-BR067A-CA003984-N09B740081 | HVAC - AIR HANDLING UNIT |  |  | 2009-01-01 | 15 | 15 | no
AURROHXA | CND02-LIEBERT-TCDV165-A-0848C17494 | HVAC - CONDENSER UNIT |  |  | 2008-01-01 | 16 | 15 | no
AURROHXA | AHU05-MITSUBISHI-PKAA36KA8-36M03242 | HVAC - AIR HANDLING UNIT | 36000 |  | 2024-08-01 |  |  | no
AURROHXA | CND05-MITSUBISHI-PUZA36NKA7-44U26007C | HVAC - CONDENSER UNIT | 36000 |  | 2024-08-01 |  |  | no
AURROHXA | CND01-CARRIER-38AUZA16A0A5A0A0A0A0-3824P91572 | HVAC - CONDENSER UNIT | [5 empty] | no
AURROHXA | AHU06-CARRIER-40RUAA16T2A5AU0A0-1525U03437 | HVAC - AIR HANDLING UNIT | [5 empty] | no
AURROHXA | AHU01-CARRIER-40RVAA16T2A5UA0A0-1525U03437 | HVAC - AIR HANDLING UNIT | 180000 |  | 2025-09-15 |  |  | no
AURROHXA | CND03-CARRIER-38AUZA16A0A50A0A0P24-3824P91572 | HVAC - CONDENSER UNIT | 180000 |  | 2025-09-15 |  |  | no
BBVLKYXA | GEN02-Cummins-60DGCBL30472A-C900308921 | GENERATOR PM |  | 60 | 1990-03-30 | 34 | 25 | no | FIXED | Diesel | 1079
BBVLKYXA | GEN01-ONAN-300EK15R146021-F780329223 | GENERATOR PM |  | 30 | 1978-01-01 | 46 | 25 | no | PORTABLE | Gasoline | 844
BBVLKYXA | CND02-RUUD-13AJA60C01757-W421415396 | HVAC - CONDENSER UNIT | 60000 |  | 2015-01-01 | 9 | 15 | yes
BBVLKYXA | AHU02-CARRIER-FB4ANF060-3900A57329 | HVAC - AIR HANDLING UNIT | 60000 |  | 2000-01-01 | 24 | 15 | no
BBVLKYXA | AHU01-CARRIER-FB4CNP060L00EFAA-2719F28210 | HVAC - AIR HANDLING UNIT | 60000 |  | 2019-08-22 | 5 | 15 | yes
BBVLKYXA | CND01-CARRIER-24ABB360A0052011-2319E18687 | HVAC - CONDENSER UNIT | 60000 |  | 2019-08-22 | 5 | 15 | yes
BBVLKYXA | CND03-CARRIER-25HPB660A500-2520E34688 | HVAC - CONDENSER UNIT | 60000 |  | 2020-11-11 | 3 | 15 | yes
BBVLKYXA | AHU03-CARRIER-FBC4CNP061200-4120F20698 | HVAC - AIR HANDLING UNIT | 60000 |  | 2020-11-11 | 3 | 15 | yes
BBVLKYXA | CND04-CARRIER-CE24ABB360A005-2319E18694 | HVAC - CONDENSER UNIT | [5 empty] | no
BBVLKYXA | AHU04-CARRIER-CEFB4CNP060L00-2819F09713 | HVAC - AIR HANDLING UNIT | [5 empty] | no
BEREKYXA | GEN01-CATERPILLAR-SR4B-7YR02116 | GENERATOR PM |  | 150 |  |  |  | no | FIXED | Diesel | 241
BEREKYXA | AHU06-LIEBERT-VH125AUCSI-389736001 | HVAC - AIR HANDLING UNIT | 120000 |  | 2000-01-01 | 24 | 15 | no
BEREKYXA | AHU07-LIEBERT-VH125AUCSI-389736002 | HVAC - AIR HANDLING UNIT | 120000 |  | 2000-01-01 | 24 | 15 | no
BEREKYXA | CND07-LIEBERT-CDF165LY-0024C32244 | HVAC - CONDENSER UNIT | 120000 |  | 2000-01-01 | 24 | 15 | no
BEREKYXA | CND06-LIEBERT-CDF165LY-0652C93434 | HVAC - CONDENSER UNIT | 120000 |  | 2006-01-01 | 18 | 15 | no
BEREKYXA | CND05-LIEBERT-CDF165LY-0652C93431 | HVAC - CONDENSER UNIT | 120000 |  | 2006-01-01 | 18 | 15 | no
BEREKYXA | AHU01-CARRIER -40RUAA08A2A6AO-2710U16507 | HVAC - AIR HANDLING UNIT | 80000 |  | 2010-01-01 | 14 | 15 | yes
BEREKYXA | AHU08-CARRIER-FB4ANF060-0500A21522 | HVAC - AIR HANDLING UNIT | 60000 |  | 2000-01-01 | 24 | 15 | no
BEREKYXA | WAC01-BARD-WA241A10-140L97115709402 | HVAC - AC WALL UNIT | 24000 |  | 1997-01-01 | 27 | 15 | no
BEREKYXA | WAC03-BARD-AWA372A05XPXXXJ-225N08258174802 | HVAC - AC WALL UNIT | 36000 |  | 2008-01-01 | 16 | 15 | no
BEREKYXA | CND01-CARRIER-38AUZA08A0G5A0A0A0-0510G20071 | HVAC - CONDENSER UNIT | 90000 |  | 2010-01-01 | 14 | 15 | yes
BEREKYXA | CND08-CARRIER-38KC060300-1001E19134 | HVAC - CONDENSER UNIT | 60000 |  | 2001-01-01 | 23 | 15 | no
BEREKYXA | CND02-YORK-B1HH060A25B-NMGA143945 | HVAC - CONDENSER UNIT | 60000 |  | 1998-11-01 | 25 | 15 | no
BEREKYXA | WAC02-LIEBERT-ETO60SRY0BC-3897361 | HVAC - AC WALL UNIT | 60000 |  | 2005-01-01 | 19 | 15 | no
BEREKYXA | AHU02-LIEBERT-FH114AUC10-127293A | HVAC - AIR HANDLING UNIT | 96000 |  | 2010-01-01 | 14 | 15 | yes
BKVLKYXA | AHU01-RHEEM-RGPH10EBRJR-DG5D307FH19601253 | HVAC - AIR HANDLING UNIT |  |  | 1996-01-01 | 28 | 15 | no
BKVLKYXA | WAC01-BARD-WA361-133A96106060102 | HVAC - AC WALL UNIT | 36000 |  | 1996-01-01 | 28 | 15 | no
BKVLKYXA | GEN02-CUMMINS-GG061701402-A170144755 | GENERATOR PM |  | 50 | 2017-01-01 | 7 | 25 | yes | FIXED | LIQUID PROPANE | 68
BKVLKYXA | CND01-EUBANK-V460B00A1F05NB-KD00379 | HVAC - CONDENSER UNIT | 60000 |  |  |  |  | no
BKVLKYXA | GEN01-STATELINE-SP30-7249 | GENERATOR PM |  | 30 |  |  |  | no | PORTABLE | Diesel | 102
BKVLKYXA | WAC01-BARD-W36ABA05XWXXXJ-278J23411205702 | HVAC - AC WALL UNIT | 36000 |  | 2024-11-01 |  |  | no
BLKLGAXA | GEN01-Caterpillar-SR4-6GA01200 | GENERATOR PM |  | 100 | 2017-03-05 | 7 | 25 | yes | FIXED | Diesel | 1174
BLKLGAXA | CND02-AMERICANSTANDARD-ATA060G300A0-G46254858 | HVAC - CONDENSER UNIT | 60000 |  |  |  |  | no
BLKLGAXA | AHU02-TRANE-2TXCD0648C3HCAA-8503NLD53 | HVAC - AIR HANDLING UNIT | 60000 |  |  |  |  | no
BLKLGAXA | CND03-AMANA-4TTR4060L1000B-20515UH25F | HVAC - CONDENSER UNIT | 180000 |  | 2021-03-03 | 3 | 15 | yes
BLKLGAXA | PAC02-TRANE-EBC060A3E0B0000-20491476PA | HVAC - PACKAGE UNIT | 60000 |  | 2021-01-01 | 3 | 15 | yes
BLKLGAXA | AHU03-TRANE-TEM4A0C60S51SBA-20473K1G3V | HVAC - AIR HANDLING UNIT | [5 empty] | no
BLKLGAXA | RTU01-TRANE-TSC120H3E0A2600000000D0-214910190L | HVAC - ROOF TOP UNIT | [5 empty] | no
BLVIGABW | CND01-GOODMAN-GSC130361DF-0804189893 | HVAC - CONDENSER UNIT | 36000 |  |  |  |  | no
BLVIGABW | AHU01-LENNOX-CB19CBH1941-UnkSerial | HVAC - AIR HANDLING UNIT | 36000 |  |  |  |  | no
BLVIGABW | CND02-TRANE-4TWT4060G1000A-162954X52F | HVAC - CONDENSER UNIT | 60000 |  | 2016-10-01 | 8 | 15 | yes
BLVIGABW | AHU02-TRANE-TAM4A0C60S51ED-163331N8FAV | HVAC - AIR HANDLING UNIT | 60000 |  | 2016-10-01 | 8 | 15 | yes
BLVIGABW | AHU01- GOODMAN-CB19CBH1941-UnkSerial | HVAC - AIR HANDLING UNIT | 36000 |  |  |  |  | no
BNBGOHXA | CND01-LIEBERT-DCSF083P-530679024 | HVAC - CONDENSER UNIT | [5 empty] | no
BNBGOHXA | GEN02-CUMMINSONAN-DSGAA1401565-C140651970 | GENERATOR PM |  | 100 | 2014-03-01 | 10 | 25 | yes | FIXED | Diesel | 669.2
BNBGOHXA | AHU01-LIEBERT-UH125AC01-P04346 | HVAC - AIR HANDLING UNIT | 120000 |  |  |  |  | no
BNBGOHXA | AHU02-LIEBERT-U067ACAE19676-769676001 | HVAC - AIR HANDLING UNIT | 60000 |  |  |  |  | no
BNBGOHXA | AHU03-LIEBERT-UH125AC01-78976B | HVAC - AIR HANDLING UNIT | 120000 |  |  |  |  | no
BNBGOHXA | CND02-LIEBERT-CDF1304-84070184 | HVAC - CONDENSER UNIT | [5 empty] | no
BNBGOHXA | CND03-LIEBERT-CDF1304-84050384 | HVAC - CONDENSER UNIT | [5 empty] | no
BRAROKXA | GEN01-CATERPILLAR-SR4-6EA00798 | GENERATOR PM |  | 470 |  |  |  | no | FIXED | Diesel | 1460
BRAROKXA | AHU02-LIEBERT-DH245AAAE15187-C08K010036 | HVAC - AIR HANDLING UNIT |  |  | 2008-01-01 | 16 | 15 | no
BRAROKXA | CND02-LIEBERT-DCSF205A-0843C16436 | HVAC - CONDENSER UNIT |  |  | 2008-01-01 | 16 | 15 | no
BRAROKXA | CND03-LIEBERT-DCSF205A-0843C16437 | HVAC - CONDENSER UNIT | 120000 |  | 2008-01-01 | 16 | 15 | no
BRAROKXA | CND05-LIEBERT-DCSF205A-1004C25893 | HVAC - CONDENSER UNIT |  |  | 2010-01-01 | 14 | 15 | yes
BRAROKXA | CND06-LIEBERT-DCSF205A-0951C25250 | HVAC - CONDENSER UNIT | 120000 |  | 2009-01-01 | 15 | 15 | no
BRAROKXA | CND07-LIEBERT-DCSF205A-C14K2F2699 | HVAC - CONDENSER UNIT | 120000 |  | 2014-01-01 | 10 | 15 | yes
BRAROKXA | AHU04-CARRIER-40RM034B611GC-0703F16186 | HVAC - AIR HANDLING UNIT | 360000 |  | 2003-01-01 | 21 | 15 | no
BRAROKXA | CND08-TRANE-38AH034611AA-2403F36975 | HVAC - CONDENSER UNIT | 300000 |  | 2003-01-01 | 21 | 15 | no
BRAROKXA | AHU05-CARRIER-38APS03054A10020-1916Q56552 | HVAC - AIR HANDLING UNIT | 360000 |  | 2016-05-01 | 8 | 15 | yes
BRAROKXA | CND10-CARRIER-40RUAA30A5A60A0A0-0716U20936 | HVAC - CONDENSER UNIT | 360000 |  | 2016-02-01 | 8 | 15 | yes
BRAROKXA | CND06-TRANE-4TTA3060D4000CA-15502N795F | HVAC - CONDENSER UNIT | 60000 |  | 2015-12-01 | 8 | 15 | yes
BRAROKXA | CND11-TRANE-TEM4AC60S51SAA-15242UST2V | HVAC - CONDENSER UNIT | 60000 |  | 2015-06-01 | 9 | 15 | yes
BRAROKXA | AHU03-LIEBERT-DS070AUAOE1923A-C09M8E0035 | HVAC - AIR HANDLING UNIT | 120000 |  | 2008-01-01 | 16 | 15 | no
BRAROKXA | AHU07-LIEBERT-DS070ASA0E0904A-C14K8E0039 | HVAC - AIR HANDLING UNIT | 120000 |  | 2014-01-01 | 10 | 15 | yes
BRAROKXA | AHU09-LIEBERT-DCSF205A-C14K2F2691 | HVAC - AIR HANDLING UNIT | [5 empty] | no
BRAROKXA | AHU10-ARMSTRONG-BCE5C60MA4X50-1520C16792 | HVAC - AIR HANDLING UNIT | [5 empty] | no
BRAROKXA | AHU02-LIEBERT-DH245AAAE15187-C08K01000036 | HVAC - AIR HANDLING UNIT |  |  | 2008-01-01 |  |  | no
BRAROKXA | CND11-TRANE-TEM4AC60S51SAA-15242US2V | HVAC - CONDENSER UNIT | 60000 |  | 2015-06-01 |  |  | no
BRAROKXA | AHU03-LIEBERT-DS070AUA0E1923A-CO9M8EP0033 | HVAC - AIR HANDLING UNIT | 120000 |  | 2008-01-01 |  |  | no
BRAROKXA | AHU06-TRANE-TEM4A0C605515-15242UST2Y | HVAC - AIR HANDLING UNIT | [5 empty] | no
BRAROKXA | AHU11-TRANE-4SCU13LC160T1-1619J11115 | HVAC - AIR HANDLING UNIT | [5 empty] | no
BRAROKXB | GEN01-MARATHON-680FDR7126JJW-NN19506001212 | GENERATOR PM |  | 510 |  |  |  | no | FIXED | Diesel | 3221
BRAROKXB | AHU01-LIEBERT-VH245AAAW15412-990412001 | HVAC - AIR HANDLING UNIT | 240000 |  | 2007-01-01 | 17 | 15 | no
BRAROKXB | AHU02-LIEBERT-VH245AAAE1-741263001 | HVAC - AIR HANDLING UNIT | 240000 |  | 2005-01-01 | 19 | 15 | no
BRAROKXB | AHU03-LIEBERT-VS070ASA0E1002C-C14DBE015C | HVAC - AIR HANDLING UNIT | 240000 |  | 2014-01-01 | 10 | 15 | yes
BRAROKXB | AHU04-CARRIER-40RM024B110HC - 321F02243 | HVAC - AIR HANDLING UNIT | 240000 |  | 2001-08-01 | 23 | 15 | no
BRAROKXB | AHU05-CARRIER-40RUAA08A2A6A0A0A0-2414U00990 | HVAC - AIR HANDLING UNIT | 90000 |  | 2014-01-01 | 10 | 15 | yes
BRAROKXB | AHU06-CARRIER-40RM-006-H611H6-2408U15940 | HVAC - AIR HANDLING UNIT | 90000 |  | 2008-06-01 | 16 | 15 | no
BRAROKXB | CND01-LIEBERT-DCDF415A-073001854 | HVAC - CONDENSER UNIT | 240000 |  | 2007-01-01 | 17 | 15 | no
BRAROKXB | CND02-LIEBERT-DCDF415A-0532C79486 | HVAC - CONDENSER UNIT | 240000 |  | 2005-01-01 | 19 | 15 | no
BRAROKXB | CND03-LIEBERT-DCDF415A-C14E4F1127 | HVAC - CONDENSER UNIT | 240000 |  | 2014-01-01 | 10 | 15 | yes
BRAROKXB | CND04-TRANE-TTA180C300GA-73246W7AD | HVAC - CONDENSER UNIT | 180000 |  | 2007-01-01 | 17 | 15 | no
BRAROKXB | CND05-CARRIER-36AKS024610-2801F94708 | HVAC - CONDENSER UNIT | 240000 |  | 2001-07-01 | 23 | 15 | no
BRAROKXB | CND06-CARRIER-38AUZA08A06A0A0A0-1713C93486 | HVAC - CONDENSER UNIT | 90000 |  | 2013-04-01 | 11 | 15 | yes
BRAROKXB | CND07-CARRIER-38ARZ008601-4107G20102 | HVAC - CONDENSER UNIT | 90000 |  | 2007-10-01 | 17 | 15 | no
BRAROKXB | AHU07-TRANE-4TTA3060D40000CA-16272NH75F | HVAC - AIR HANDLING UNIT | 60000 |  | 2016-07-01 | 8 | 15 | yes
BRAROKXB | CND08-TRANE-TWE061D400AA-16232XCKBA | HVAC - CONDENSER UNIT | 60000 |  | 2016-06-01 | 8 | 15 | yes
BRAROKXB | AHU08-CARRIER-38AUDC25A0A6A0A2CA-3116P52362 | HVAC - AIR HANDLING UNIT | 240000 |  | 2016-08-01 | 8 | 15 | yes
BRAROKXB | CND09-CARRIER-40RUAA25T2A60A1A0-2816U26329 | HVAC - CONDENSER UNIT | 240000 |  | 2016-07-01 | 8 | 15 | yes
BRAROKXB | AHU09-CARRIER-38AUDC25A0A6A0A2CA-3116P52361 | HVAC - AIR HANDLING UNIT | 240000 |  | 2016-08-01 | 8 | 15 | yes
BRAROKXB | CND10-CARRIER-40RUAA25T2A60A1A0-2816U26328 | HVAC - CONDENSER UNIT | 240000 |  | 2016-07-01 | 8 | 15 | yes
BRAROKXB | AHU10-CARRIER-TWE1808300CA-M464JY66H | HVAC - AIR HANDLING UNIT | 180000 |  |  |  |  | no
BRAROKXC | GEN01-MARATHON-502FDR7020jjw-RK1951785925 | GENERATOR PM |  | 410 |  |  |  | no | FIXED | Diesel | 3363
BRAROKXC | CND04-LIEBERT-DCDF415A-C12D4F2005 | HVAC - CONDENSER UNIT | 240000 |  | 2012-01-01 | 12 | 15 | yes
BRAROKXC | AHU06-LIEBERT-DH245AAAE15202-L08J010113 | HVAC - AIR HANDLING UNIT | 240000 |  | 2008-01-01 | 16 | 15 | no
BRAROKXC | CND06-LIEBERT-DCDF415A-0841C16033 | HVAC - CONDENSER UNIT | 240000 |  | 2008-01-01 | 16 | 15 | no
BRAROKXC | AHU07-LIEBERT-FH245AA01-104879C | HVAC - AIR HANDLING UNIT | 240000 |  |  |  |  | no
BRAROKXC | AHU01-CARRIER-39ED10-785186937 | HVAC - AIR HANDLING UNIT | [5 empty] | no
BRAROKXC | AHU02-CARRIER-39ED11-2887T01756 | HVAC - AIR HANDLING UNIT | [5 empty] | no
BRAROKXC | CND02-CARRIER-38AK5014610-3597F91642 | HVAC - CONDENSER UNIT | 150000 |  | 1997-09-01 | 27 | 15 | no
BRAROKXC | CND01-CARRIER-38AK5016610-2196F08673 | HVAC - CONDENSER UNIT | 180000 |  | 1996-05-01 | 28 | 15 | no
BRAROKXC | AHU04-LIEBERT-DSO70AUAOE1468A-C12D8E0027 | HVAC - AIR HANDLING UNIT | 240000 |  | 2012-01-01 | 12 | 15 | yes
BRAROKXC | CND05-TRANE-4TWR4024G1000AA-161763XSBF | HVAC - CONDENSER UNIT | 24000 |  | 2016-04-01 | 8 | 15 | yes
BRAROKXC | AHU05-TRANE-TEM4A0B24S21SAA-161941B12V | HVAC - AIR HANDLING UNIT | 24000 |  | 2016-05-01 | 8 | 15 | yes
BRAROKXC | CND08-MITSUBISHI-PUYA36NHA6-5ZU05927A | HVAC - CONDENSER UNIT | 36000 |  | 2016-01-01 | 8 | 15 | yes
BRAROKXC | AHU09-MITSUBISHI-PKAA36KA6-64M00831 | HVAC - AIR HANDLING UNIT | 36000 |  | 2016-01-01 | 8 | 15 | yes
BRAROKXC | CND09-MITSUBISHI-PUYA36NHA6-5ZU05921A | HVAC - CONDENSER UNIT | 36000 |  | 2016-01-01 | 8 | 15 | yes
BRAROKXC | AHU08-MITSUBISHI-PKAA36KA6-5ZM04603 | HVAC - AIR HANDLING UNIT | 36000 |  | 2016-01-01 | 8 | 15 | yes
BRAROKXC | CND04-LENNOX-ELS180S4DS1G-5618C07968 | HVAC - CONDENSER UNIT | 12000 |  |  |  |  | no
BRAROKXC | AHU03-LENNOX-ELA180S4D-1G-5618C05595 | HVAC - AIR HANDLING UNIT | 12000 |  |  |  |  | no
BRAROKXC | AHU06-LIEBERT-DH245AAAE15202-C08J010113 | HVAC - AIR HANDLING UNIT | 240000 |  | 2008-01-01 |  |  | no
BRAROKXC | CND02-CARRIER-38AK5014610-3597F91645 | HVAC - CONDENSER UNIT | 150000 |  | 1997-09-01 |  |  | no
BRAROKXC | CND03-LENNOX-ELS180S4DS1G-5618C07968 | HVAC - CONDENSER UNIT | 12000 |  |  |  |  | no
BRAROKXC | AHU09-ALLIED-DWH236S41P-S6922B03470 | HVAC - AIR HANDLING UNIT | 36000 |  | 2024-11-05 |  |  | no
BRAROKXC | AHU08-ALLIED-DWH236S4-1P-340F31314102322013179 | HVAC - AIR HANDLING UNIT | 36000 |  | 2024-11-05 |  |  | no
BRAROKXC | CND09-ALLIED-4DHV2S36S1P-540G135420126210150103 | HVAC - CONDENSER UNIT | 36000 |  | 2024-11-05 |  |  | no
BRAROKXC | CND08-ALLIED-4DHV2S36S-1P-540G135420126210150104 | HVAC - CONDENSER UNIT | 36000 |  | 2024-11-05 |  |  | no
BRAROKXC | AHU02-CARRIER-40RUAA16T2A6AUA0A0-1424U22958 | HVAC - AIR HANDLING UNIT | 180000 |  | 2025-01-01 |  |  | no
BRAROKXC | CND01-CARRIER-38AUZA16A0A6A0A0A0-3824P91612 | HVAC - CONDENSER UNIT | 180000 |  | 2025-01-01 |  |  | no
BRAROKXC | CND10-LIEBERT-NA - 85070637 | HVAC - CONDENSER UNIT | 240000 |  |  |  |  | no
BRAROKXC | AHU10-CARRIER-28CX1676FA1066H-7851 | HVAC - AIR HANDLING UNIT | [5 empty] | no
BRAROKXD | GEN01-MARATHON-502FDR7020JJW-PM1951199112902 | GENERATOR PM |  | 350 |  |  |  | no | FIXED | Diesel | 203.4
BRAROKXD | CND01-LIEBERT-DCDF308A-1027C28834 | HVAC - CONDENSER UNIT |  |  | 2010-01-01 | 14 | 15 | yes
BRAROKXD | AHU02-LIEBERT-DH199AAAEI1479-C09B010019 | HVAC - AIR HANDLING UNIT |  |  | 2009-01-01 | 15 | 15 | no
BRAROKXD | CND02-LIEBERT-DCDF308A-0909C19385 | HVAC - CONDENSER UNIT |  |  | 2009-01-01 | 15 | 15 | no
BRAROKXD | AHU03-LIEBERT-FH199AA01-82835C | HVAC - AIR HANDLING UNIT | 180000 |  |  |  |  | no
BRAROKXD | CND03-LIEBERT-DCDF349A-84090041 | HVAC - CONDENSER UNIT | [5 empty] | no
BRAROKXD | CND05-TRANE-TTB018C100A0-M105THEAF | HVAC - CONDENSER UNIT | 18000 |  | 2010-12-01 | 13 | 15 | yes
BRAROKXD | AHU01-TRANE-BWH718A100A1-XY6501397 | HVAC - AIR HANDLING UNIT | 18000 |  |  |  |  | no
BRAROKXD | CND04-LIEBERT-DSO53ASAOE1389A-C10F8E0218 | HVAC - CONDENSER UNIT |  |  | 2010-01-01 | 14 | 15 | yes
BRAROKXD | CND02-LIEBERT-DCDF308A-0909C19365 | HVAC - CONDENSER UNIT |  |  | 2009-01-01 |  |  | no
BRAROKXD | AHU06-LG-LSN240HEV2-207HATH80185 | HVAC - AIR HANDLING UNIT | 24000 |  | 2024-11-25 |  |  | no
BRAROKXD | CND06-LG-LSU240HEV2-210HAC07W915 | HVAC - CONDENSER UNIT | 24000 |  | 2024-11-25 |  |  | no
BRAROKXD | CND07-LG-LSU120HEV2-208HAXC8F954 | HVAC - CONDENSER UNIT | 12000 |  | 2024-11-25 |  |  | no
BRAROKXD | AHU07-LG-LSN120HEV2-301HAPU7P248 | HVAC - AIR HANDLING UNIT | 12000 |  | 2024-11-25 |  |  | no
BRAROKXE | GEN01-MARATHON-502FDR7020jjw-PL195114510292 | GENERATOR PM |  | 300 |  |  |  | no | FIXED | Diesel | 3499.6
BRAROKXE | AHU02-STULZ-VFS240DARDCF-10005138 | HVAC - AIR HANDLING UNIT | 240000 |  | 2011-04-01 | 13 | 15 | yes
BRAROKXE | CND02-STULZ-SCS252SSA-10005140 | HVAC - CONDENSER UNIT |  |  | 2011-04-01 | 13 | 15 | yes
BRAROKXE | CND03-STULZ-SCS252SSA-10005139 | HVAC - CONDENSER UNIT |  |  | 2011-04-01 | 13 | 15 | yes
BRAROKXE | AHU01-DS070ASAE1199A-CI5E8E0085 | HVAC - AIR HANDLING UNIT | 120000 |  | 2015-01-01 | 9 | 15 | yes
BRAROKXE | CND04-DCSF205-A-C15E2F01178 | HVAC - CONDENSER UNIT | [5 empty] | no
BRAROKXE | CND05DCSF205-A-C15E2F0179 | HVAC - CONDENSER UNIT | [5 empty] | no
BRAROKXE | CND03-STULZ-SCS252SSA-10005138 | HVAC - CONDENSER UNIT |  |  | 2011-04-01 |  |  | no
BRFRFLXA | GEN01-KOHLER-100RZG-2106334 | GENERATOR PM |  | 100 | 2006-01-01 | 18 | 25 | yes | FIXED | LP Gas | 631.3
BRFRFLXA | CND01-AMERICANSTANDARD-TTA120A300FA-8442SUMAD | HVAC - CONDENSER UNIT | 30000 |  | 2008-01-01 | 16 | 15 | no
BRFRFLXA | WAC01-BARD-WA60A00-289N21391890302 | HVAC - AC WALL UNIT | 60000 |  | 2005-08-01 | 19 | 15 | no
BRFRFLXA | AHU01-AMERICANSTANDARD-TWE1200A300EL-8412K98D | HVAC - AIR HANDLING UNIT | 120000 |  | 2008-01-01 | 16 | 15 | no
BRFRFLXA | AHU02-CARRIER-FAS091MAAAA0A0A-U172607821 | HVAC - AIR HANDLING UNIT | 90000 |  | 2017-01-01 | 7 | 15 | yes
BRFRFLXA | CND02-CARRIER-CAS091HAA0A00AA-C172092244 | HVAC - CONDENSER UNIT | 30000 |  | 2017-09-01 | 7 | 15 | yes
BRFRFLXA | AHU01-AMERICANSTANDARD-TWE1200A300EL-8412KY9B0 | HVAC - AIR HANDLING UNIT | 30000 |  | 2008-01-01 |  |  | no
BRHDKYXA | GEN01-OLYMPIAN-D50P3-OLY00000CNPF03753 | GENERATOR PM |  | 50 | 2004-01-01 | 20 | 25 | yes | FIXED | Diesel | 166
BRHDKYXA | WAC01-BARD-W30A2A05XXXXXJ-J183572467 | HVAC - AC WALL UNIT |  |  | 2018-07-30 | 6 | 15 | yes
BRHDKYXA | WAC02-CARRIER-38MAQB30R3-1117V22488 | HVAC - AC WALL UNIT |  |  | 2017-08-01 | 34 | 15 | no
BRHDKYXA | WAC03-CARRIER-40MAQB30R3-1617V11373 | HVAC - AC WALL UNIT | [5 empty] | no
BRHDKYXA | WAC01-BARD-WA241A10-140D97110195502 | HVAC - AC WALL UNIT | 24000 |  | 1997-04-01 | 27 | 15 | no
BRHDKYXA | WAC02-LIEBERT-ETO60SRPEAT-3692651 | HVAC - AC WALL UNIT | 60000 |  |  |  |  | no
BRSDKYXA | GEN01-CATERPILLAR-SR4-9BB00606 | GENERATOR PM |  | 125 | 1990-01-01 | 34 | 25 | no | FIXED | Diesel | 420
BRSDKYXA | CND01-LIEBERT-CDF216Y-85100213 | HVAC - CONDENSER UNIT |  |  | 1985-01-02 | 39 | 15 | no
BRSDKYXA | CND02-LIEBERT-CDF216Y-85100030 | HVAC - CONDENSER UNIT | [5 empty] | no
BRSDKYXA | UH01-MARLEY-1235-1009 | HVAC - UNIT HEATER | [5 empty] | no
BRSDKYXA | UH02-MARKEL-F2F510305-UnkSerial | HVAC - UNIT HEATER | [5 empty] | no
BRSDKYXA | AHU02-LIEBERT-FH199AC00-110029B | HVAC - AIR HANDLING UNIT | 180000 |  |  |  |  | no
BRSDKYXA | CND03-CARRIER-24ABB342A500-2015E27528 | HVAC - CONDENSER UNIT |  |  | 2015-05-01 | 9 | 15 | yes
BRSDKYXA | AHU03-CARRIER-FB4CNF642-3215A89333 | HVAC - AIR HANDLING UNIT | 42000 |  | 2015-08-01 | 9 | 15 | yes
BRSDKYXA | AHU02-CARRIER-39SMD13NXRLC3FDPXK-1224R55327 | HVAC - AIR HANDLING UNIT | 180000 |  | 2024-10-01 |  |  | no
BRSDKYXA | CND02-CARRIER-38AUDA16A0A50A0A0-2322P30047 | HVAC - CONDENSER UNIT | 180000 |  | 2024-10-01 |  |  | no
BWFDTXXA | GEN01-STEWART&STEVENSON-16VGDT550-124846 | GENERATOR PM |  | 550 |  |  |  | no | FIXED | Diesel | 585.9
BWFDTXXA | GEN02-DETROIT-1437305-4A0274194 | GENERATOR PM |  | 135 |  |  |  | no | PORTABLE | Diesel | 334.8
BWFDTXXA | CND02-LIEBERT-CDF415A-0544C81475 | HVAC - CONDENSER UNIT | 240000 |  | 2005-01-01 | 19 | 15 | no
BWFDTXXA | CND05-LIEBERT-DSO70AUA0E1A464-781464002 | HVAC - CONDENSER UNIT | 240000 |  | 2005-01-01 | 19 | 15 | no
BWFDTXXA | WAC01-BARD-W60A1B00-325C13299792902 | HVAC - AC WALL UNIT | 60000 |  | 2013-01-01 | 11 | 15 | yes
BWFDTXXA | WAC02-BARD-W60A1B00-325N12297154102 | HVAC - AC WALL UNIT | 60000 |  | 2015-01-01 | 9 | 15 | yes
BWFDTXXA | AHU01-YORK-UnkModel-UnkSerial | HVAC - AIR HANDLING UNIT |  |  |  | 9 | 15 | yes
BWFDTXXA | AHU04-YORK-YD600C00A2AAA2A-N1L5083201 | HVAC - AIR HANDLING UNIT | 60000 |  | 2015-01-01 | 9 | 15 | yes
BWFDTXXA | AHU02-CARRIER-40RUAA08A2-2716U26061 | HVAC - AIR HANDLING UNIT | 90000 |  | 2016-06-01 | 8 | 15 | yes
BWFDTXXA | CND01-CARRIER-38AUZA08A0-3416C94503 | HVAC - CONDENSER UNIT | 80000 |  | 2020-06-01 | 8 | 15 | yes
BWFDTXXA | CND06-CARRIER-38AUDA14A0A6A0A0A0-1620C94656 | HVAC - CONDENSER UNIT | 150000 |  | 2020-01-01 | 4 | 15 | yes
BWFDTXXA | AHU05-TRANE-TWE18043BAA04-21502453WA | HVAC - AIR HANDLING UNIT | 180000 |  | 2021-01-01 | 3 | 15 | yes
BWFDTXXA | CND04-TRANE-TTA1843DABA-21451849TA | HVAC - CONDENSER UNIT | 180000 |  | 2021-01-01 | 3 | 15 | yes
BWFDTXXA | AHU06-LIEBERT-DS070AUA0E1A464-781464001 | HVAC - AIR HANDLING UNIT | 240000 |  | 2005-01-01 | 19 | 15 | no
BWFDTXXA | CND07-LIEBERT-CDF415A-0544C81481 | HVAC - CONDENSER UNIT | 360000 |  | 2005-01-01 | 19 | 15 | no
BWFDTXXA | CND04-TRANE- TTA18043DAB01AE-21451849TA | HVAC - CONDENSER UNIT | 180000 |  | 2021-01-01 |  |  | no
CAIRGAXA | GEN02-CUMMINSONAN-DSGAB1527650-K150890075 | GENERATOR PM |  | 125 | 2015-10-01 | 9 | 25 | yes | FIXED | Diesel | 142.6
CAIRGAXA | UH01-YORK-G2FD060H24A-XML5288272 | HVAC - UNIT HEATER | [5 empty] | no
CAIRGAXA | CND03-TRANE-2TWB3060A1000AA-7422PWX2F | HVAC - CONDENSER UNIT | 60000 |  | 2007-10-01 | 17 | 15 | no
CAIRGAXA | PAC01-CARRIER-50TJ020581AA-2805U02106 | HVAC - PACKAGE UNIT | 240000 |  | 2005-07-01 | 19 | 15 | no
CAIRGAXA | UH02-COLEMAN-G2FD060H24A-XML5228265 | HVAC - UNIT HEATER | [5 empty] | no
CAIRGAXA | CND01-TRANE-4TWR4060G1000AC-20425J4W2F | HVAC - CONDENSER UNIT | [5 empty] | no
CAIRGAXA | CND02-TRANE-TTA240E300AA-153486PMTA | HVAC - CONDENSER UNIT | [5 empty] | no
CAIRGAXA | AHU01-TRANE-TEM4A0C6055ASBA-20443WU63V | HVAC - AIR HANDLING UNIT | [5 empty] | no
CAIRGAXA | AHU02-TRANE-TEM4A0C60S51SBA-20414P4G3V | HVAC - AIR HANDLING UNIT | [5 empty] | no
CAIRGAXA | CND03-TRANE-4TWR4060G1000AC-204264C62F | HVAC - CONDENSER UNIT | [5 empty] | no
CAIRGAXA | CND03-TRANE-2TWB3060A1000AA-17422PWX2F | HVAC - CONDENSER UNIT | 60000 |  | 2007-10-01 |  |  | no
CETNIAXC | GEN01-KOHLER-100ROZ201-214161Spec#18600401 | GENERATOR PM |  | 100 |  |  |  | no | FIXED | DIESEL | 429.9
CETNIAXC | AHU06-LIEBERT-UH125AC00-P22842 | HVAC - AIR HANDLING UNIT | 120000 |  |  |  |  | no
CETNIAXC | CND06-LIEBERT-CDF165LY-91040363 | HVAC - CONDENSER UNIT | [5 empty] | no
CETNIAXC | AHU01-LENNOX-CB30M651P-5803G09654 | HVAC - AIR HANDLING UNIT | 60000 |  | 2003-07-01 | 21 | 15 | no
CETNIAXC | CND01-LENNOX-H5260603V-5803F80620 | HVAC - CONDENSER UNIT | 60000 |  | 2003-06-01 | 21 | 15 | no
CETNIAXC | AHU02-LENNOX-CB30M651P-5803G09652 | HVAC - AIR HANDLING UNIT | 60000 |  | 2003-07-01 | 21 | 15 | no
CETNIAXC | CND02-LENNOX-H52606034-5803F80622 | HVAC - CONDENSER UNIT | 60000 |  | 2003-06-01 | 21 | 15 | no
CETNIAXC | AHU03-LENNOX-G51M960C1001-5803F78659 | HVAC - AIR HANDLING UNIT | 60000 |  | 2003-06-01 | 21 | 15 | no
CETNIAXC | CND03-LENNOX-H52606039-5803F80621 | HVAC - CONDENSER UNIT | 60000 |  | 2003-06-01 | 21 | 15 | no
CETNIAXC | AHU04-CARRIER-FB4ANF036-0901A68008 | HVAC - AIR HANDLING UNIT | 36000 |  | 2001-03-01 | 23 | 15 | no
CETNIAXC | CND04-CARRIER-38TRAD36330-1301E03166 | HVAC - CONDENSER UNIT | 36000 |  | 2001-03-01 | 23 | 15 | no
CETNIAXC | AHU05-LIEBERT-VS035ADC0EI958B-C14G8E0070 | HVAC - AIR HANDLING UNIT | 120000 |  |  |  |  | no
CETNIAXC | CND05-LIEBERT-MCM080E8YDA345-Y14FAY0035 | HVAC - CONDENSER UNIT | [5 empty] | no
CHGVNCXA | GEN01-CUMMINS-DFCC4488256-I0000155305 | GENERATOR PM |  | 350 | 2000-09-01 | 24 | 25 | yes | FIXED | Diesel | 588
CHGVNCXA | AHU01-CARRIER- 40RUAA16A2A6A0A0-4317U12467 | HVAC - AIR HANDLING UNIT | 180000 |  | 2017-09-01 | 7 | 15 | yes
CHGVNCXA | AHU02-TRANE-TEMUA0C605518AA-174820893V | HVAC - AIR HANDLING UNIT | 60000 |  | 2017-09-01 | 7 | 15 | yes
CHGVNCXA | CND01-CARRIER-38AUZA08A0A5A0A0A0A0-2217C92799 | HVAC - CONDENSER UNIT | 180000 |  | 2017-09-01 | 7 | 15 | yes
CHGVNCXA | CND02-TRANE-4TTAR4060L1000AA-1734168H4F | HVAC - CONDENSER UNIT | 60000 |  | 2017-09-01 | 7 | 15 | yes
CHGVNCXA | AHU03-TRANE-TWE12043BAAP004-1941091BA | HVAC - AIR HANDLING UNIT | 120000 |  | 2020-05-29 | 4 | 15 | yes
CHGVNCXA | CND03-TRANE-TTA12043DABE001-18461126YA | HVAC - CONDENSER UNIT | 120000 |  | 2020-02-12 | 4 | 15 | yes
CHGVNCXA | CND04-CARRIER-38PUZA08A0A0A0-2917C90012 | HVAC - CONDENSER UNIT | [5 empty] | no
CHGVNCXA | AHU04-TRANE-TWE12043BAA02A-1941091BA | HVAC - AIR HANDLING UNIT | [5 empty] | no
CHGVNCXA | RTU02-TRANE-WSC060H3R0A30-202310881L | HVAC - ROOF TOP UNIT | 60000 |  |  |  |  | no
CHGVNCXA | RTU01-TRANE-WCH090C300BC-208100677D | HVAC - ROOF TOP UNIT | 90000 |  |  |  |  | no
CHGVNCXA | AHU01-CARRIER- 40RUAA16A2A6A0A0-4317U12476 | HVAC - AIR HANDLING UNIT | 180000 |  | 2017-09-01 |  |  | no
CHGVNCXA | AHU03-TRANE-TWE12043BAAP004-19471091BA | HVAC - AIR HANDLING UNIT | 120000 |  | 2020-05-29 |  |  | no
CHRDOHXA | PAC01-CARRIER-50LSC12510-1992G14337 | HVAC - PACKAGE UNIT | 144000 |  | 1992-01-01 | 32 | 15 | no
CHRDOHXA | AHU04-LIEBERT-UH125AL00-126301A | HVAC - AIR HANDLING UNIT | 120000 |  | 1987-01-03 | 37 | 15 | no
CHRDOHXA | AHU01-TRANE-M14-K2K225905 | HVAC - AIR HANDLING UNIT | 192000 |  |  |  |  | no
CHRDOHXA | AHU02-CARRIER-FB4ANF048-1798A17780 | HVAC - AIR HANDLING UNIT | 48000 |  | 1998-01-01 | 26 | 15 | no
CHRDOHXA | AHU03-CARRIER-FBYANF048-1098022798 | HVAC - AIR HANDLING UNIT | 48000 |  | 1998-01-01 | 26 | 15 | no
CHRDOHXA | CND02-CARRIER-24ABR348A520-2107E16810 | HVAC - CONDENSER UNIT | 48000 |  | 2011-05-01 | 13 | 15 | yes
CHRDOHXA | CND03-CARRIER-PA13PRO48J-2011X73354 | HVAC - CONDENSER UNIT | 48000 |  | 2010-05-01 | 14 | 15 | yes
CHRDOHXA | UH01-REZNOR-UnkModel-UnkSerial | HVAC - UNIT HEATER | [5 empty] | no
CHRDOHXA | UH02-REZNOR-F25-ATK66M4N75191 | HVAC - UNIT HEATER |  |  | 1994-01-01 | 30 | 15 | no
CHRDOHXA | GEN02-CUMMINS-DSGAC1516265-G150855059 | GENERATOR PM |  | 150 | 2015-09-11 | 9 | 25 | yes | FIXED | DIESEL | 402.8
CHRDOHXA | AHU05-AMERICANSTANDARD-4MXW8536A-63229954556 | HVAC - AIR HANDLING UNIT | [5 empty] | no
CHRDOHXA | CND05-AMERICANSTANDARD-4TXK8536A-61229954557 | HVAC - CONDENSER UNIT | [5 empty] | no
CHRDOHXA | PAC01-CARRIER-50FCM12A3A50A0A0-30233862 | HVAC - PACKAGE UNIT | 180000 |  | 2024-10-01 |  |  | no
CHRDOHXA | AHU06-AQUA THEM-36HBQB-L8C882606 | HVAC - AIR HANDLING UNIT | [5 empty] | no
CHRDOHXA | AHU07-AMERICAN STANDARD-5TXK8535A0N0CA-150203176X | HVAC - AIR HANDLING UNIT | [5 empty] | no
CHRDOHXA | CND01-AQUA THERM-24ABB336A350-2920E12173 | HVAC - CONDENSER UNIT | 180000 |  | 1995-01-01 |  |  | no
CHRDOHXA | CND04-CARRIER-38CK036540-2794E14428 | HVAC - CONDENSER UNIT | [5 empty] | no
CHRTIAXC | GEN02-ONAN-60DGCB81456L-D96064950 | GENERATOR PM |  | 60 | 1996-04-01 | 28 | 25 | no | PORTABLE | DIESEL | 642.9
CHRTIAXC | AHU01-CARRIER-39LD1123AA1131R-2296T82257 | HVAC - AIR HANDLING UNIT | 180000 |  | 1996-06-01 | 28 | 15 | no
CHRTIAXC | AHU02-CARRIER-39LD1123AA1131L-2296T82256 | HVAC - AIR HANDLING UNIT | 180000 |  | 1996-06-01 | 28 | 15 | no
CHRTIAXC | CND01-CARRIER-38AK5008501-3598G00009 | HVAC - CONDENSER UNIT | 180000 |  | 1998-09-01 | 26 | 15 | no
CHRTIAXC | CND02-CARRIER-38AK5008501-3698G00038 | HVAC - CONDENSER UNIT |  |  | 1998-09-01 | 26 | 15 | no
CHRTIAXC | CND03-LENNOX-H52604224-5898G66581 | HVAC - CONDENSER UNIT | 42000 |  | 1998-07-01 | 26 | 15 | no
CHRTIAXC | AHU03-LENNOX-G21Q4603-5898G43917 | HVAC - AIR HANDLING UNIT | 42000 |  | 1998-07-01 | 26 | 15 | no
CHRTIAXC | GEN03-KOHLER-80RE0ZJF-SGM32B2FK | GENERATOR PM |  | 77 | 2017-08-01 | 7 | 25 | yes | FIXED | DIESEL | 172.8
CHRTIAXC | CND04-CARRIER-38AKS008501-3598G00011 | HVAC - CONDENSER UNIT | 180000 |  |  |  |  | no
CHRTIAXC | CND05-CARRIER-38AKS008-501-3598G00012 | HVAC - CONDENSER UNIT | 180000 |  |  |  |  | no
CHRTIAXC | CND02-CARRIER- 38AUZA08A0A5A0A0AO-3220C93008 | HVAC - CONDENSER UNIT | 180000 |  | 1998-09-01 |  |  | no
CHRTIAXC | RTU01-LENNOX-TGA060B2DH1Y-5607A13313 | HVAC - ROOF TOP UNIT | 60000 |  |  |  |  | no
CHRTIAXC | AHU04-CARRIER-38AKS008-501 -3698G00038 | HVAC - AIR HANDLING UNIT | [5 empty] | no
CHTHOKXD | GEN01-CATERPILLAR-502FDR7022JJW-4RG00493 | GENERATOR PM |  | 300 |  |  |  | no | FIXED | Diesel | 751.3
CHTHOKXD | AHU04-CARRIER-38AK5014621-1604F27642 | HVAC - AIR HANDLING UNIT | 54000 |  | 2004-04-01 | 20 | 15 | no
CHTHOKXD | AHU05-CARRIER-38TK3042330-1704E47985 | HVAC - AIR HANDLING UNIT | 54000 |  | 2004-04-01 | 20 | 15 | no
CHTHOKXD | AHU06-CARRIER-39ED13-8933T20440 | HVAC - AIR HANDLING UNIT | 102000 |  | 1989-08-01 | 35 | 15 | no
CHTHOKXD | AHU07-CARRIER-40AQ036310BB-3889A12973 | HVAC - AIR HANDLING UNIT | 24000 |  | 1989-09-01 | 35 | 15 | no
CHTHOKXD | AHU08-PA13NR024-J - 1714X67143 | HVAC - AIR HANDLING UNIT | 24000 |  |  |  |  | no
CHTHOKXD | CND01-CARRIER-GB1AAV060155-1994AL6202 | HVAC - CONDENSER UNIT | 60000 |  |  |  |  | no
CHTHOKXD | CND02-CARRIER-N2A060AHA2-X073882443 | HVAC - CONDENSER UNIT | 60000 |  |  |  |  | no
CHTHOKXD | CND03-CARRIER-ELA180S4D1G-5619B10571 | HVAC - CONDENSER UNIT | 180000 |  |  |  |  | no
CHTHOKXD | CND04-CARRIER-ELS18054DS1G-5619F05579 | HVAC - CONDENSER UNIT | 180000 |  |  |  |  | no
CHWOGAXA | GEN01-MAGNETEK-RDS2500-BM11B164 | GENERATOR PM |  | 200 |  |  |  | no | FIXED | Diesel | 871
CHWOGAXA | CND01-CARRIER-38AUZA08A0A5A0A0A0-3716C90142 | HVAC - CONDENSER UNIT | 90000 |  | 2016-10-01 | 8 | 15 | yes
CHWOGAXA | CND02-AAON-RN02080BA02162-201502BNEP11876 | HVAC - CONDENSER UNIT | 240000 |  | 2003-01-28 | 27 | 15 | no
CHWOGAXA | AHU01-TRANE-TTA09043AAB000AE0-19281178YA | HVAC - AIR HANDLING UNIT | 90000 |  | 2019-07-01 |  |  | no
CHWOGAXA | AHU02-YORK-LA090C00A6AAA1A-N0C5732421 | HVAC - AIR HANDLING UNIT | 90000 |  | 2005-03-01 | 19 | 15 | no
CHWOGAXA | AHU04-CARRIER-FB4ANF060000ABAA-1494A01376 | HVAC - AIR HANDLING UNIT | 60000 |  | 1994-04-01 | 30 | 15 | no
CHWOGAXA | CND06-AAON-UnkModel-UnkSerial | HVAC - CONDENSER UNIT | 90000 |  |  |  |  | no
CHWOGAXA | CND07-YORK -LA090C00A6AAA1A-NOC5732423 | HVAC - CONDENSER UNIT | 90 |  | 2025-08-27 |  |  | no
CHWOGAXA | AHU03-TRANE-TWE09043AAA00A-19292748BA | HVAC - AIR HANDLING UNIT | 90000 |  | 2019-07-01 |  |  | no
CHWOGAXA | AHU05-UNKMANUF-4193E02818-38CK060540 | HVAC - AIR HANDLING UNIT | [5 empty] | no
CHWOGAXA | CND07-UnkManf-0694E06878-38CH030300 | HVAC - CONDENSER UNIT | [5 empty] | no
CLDGTXXA | AHU01-TRANE-TWE060D150BO-2354NMM1V | HVAC - AIR HANDLING UNIT | 60000 |  | 2001-01-01 | 23 | 15 | no
CLDGTXXA | PAC01-YORK-DF090N10N2AAAA4A-N0G6731916 | HVAC - PACKAGE UNIT | [5 empty] | no
CLDGTXXA | CND01-ICP-WCA3602GKA1-X094469258 | HVAC - CONDENSER UNIT | 36000 |  | 2009-11-01 | 14 | 15 | yes
CLDGTXXA | GEN01-CUMMINS-C40N6-E160960269 | GENERATOR PM |  | 40 | 2016-05-01 | 8 | 25 | yes | FIXED | NATURAL GAS | 114.6
CLDGTXXA | AHU01-YORK-JHETC60HBCS2N1A-W2G3764740 | HVAC - AIR HANDLING UNIT | 60000 |  | 2001-01-01 |  |  | no
CLDGTXXA | CND01-YORK-YC2E60S829SA-C2F3688445 | HVAC - CONDENSER UNIT | 36000 |  | 2009-11-01 |  |  | no
CLEVGAXA | AHU01-TRANE-4TEC3F60B1000AA-1120INRE1V | HVAC - AIR HANDLING UNIT | 60000 |  |  |  |  | no
CLEVGAXA | AHU02-TRANE-4TEC3F60B1000AA-11201NRJ1V | HVAC - AIR HANDLING UNIT | 60000 |  |  |  |  | no
CLEVGAXA | CND01-TRANE-4TTA3060A3000BB-11152WBG5F | HVAC - CONDENSER UNIT | 60000 |  |  |  |  | no
CLEVGAXA | CND02-TRANE-4TTA3060A3000BB-11152WC25F | HVAC - CONDENSER UNIT | 60000 |  |  |  |  | no
CLEVGAXA | WAC01-BARD-WA372B15-214J08253211602 | HVAC - AC WALL UNIT |  |  | 2008-10-01 | 16 | 15 | no
CLEVGAXA | AHU03-AMERICANSTANDARD-TWE120D300AB-14074WKUBA | HVAC - AIR HANDLING UNIT | 120000 |  |  |  |  | no
CLEVGAXA | CND03-AMERICANSTANDARD-TTA120D300AA-1312IL4FYA | HVAC - CONDENSER UNIT | 120000 |  |  |  |  | no
CLEVGAXA | PAC01-TRANE-TCD180B300HB-805101055D | HVAC - PACKAGE UNIT | 180000 |  | 2008-01-01 |  |  | no
CLEVGAXA | PAC05-TRANE-EBC060A3E0A0000-17201874PA | HVAC - PACKAGE UNIT | 60000 |  | 2018-04-27 | 6 | 15 | yes
CLEVGAXA | PAC06-TRANE-TSC120F3E0A0000-180810564L | HVAC - PACKAGE UNIT | 120000 |  | 2018-04-27 | 6 | 15 | yes
CLEVGAXA | AHU04-TRANE-TSC120H3E0A0000-183814429L | HVAC - AIR HANDLING UNIT | 120000 |  |  |  |  | no
CLEVGAXA | GEN01-CUMMINS 250CL-00-210202-1 | GENERATOR PM |  | 250 | 2022-02-17 | 2 | 25 | yes | FIXED |  | 424
CLEVGAXA | CND04-TRANE-NTYSST36B112AA-1000349T20U9F1 | HVAC - CONDENSER UNIT | [5 empty] | no
CLEVGAXA | PAC07-TRANE-NTYWST36B112AA-1000355T20U91R | HVAC - PACKAGE UNIT | [5 empty] | no
CLEVGAXA | CND05-BARD-WA372B00-214J08253211602 | HVAC - CONDENSER UNIT | [5 empty] | no
CLHNFLXA | GEN01-FGWILSON-P65E-D1113A001 | GENERATOR PM |  | 60 |  |  |  | no | FIXED | Diesel | 973.2
CLHNFLXA | AHU01-TRANE-TWE090A300EL-8045NRPBD | HVAC - AIR HANDLING UNIT | 90000 |  |  |  |  | no
CLHNFLXA | CND01-TRANE-TTA090A300FA-8083JA0AD | HVAC - CONDENSER UNIT | 90000 |  | 2008-01-01 |  |  | no
CLHNFLXA | AHU02-TRANE-TWE180B300CA-30651T6H | HVAC - AIR HANDLING UNIT | 180000 |  |  |  |  | no
CLHNFLXA | CND02-TRANE-TTA180E300AA-11322N0XTA | HVAC - CONDENSER UNIT | 180000 |  |  |  |  | no
CLJTIAWH | GEN01-ONAN-30EK15R27241M-H840724015 | GENERATOR PM |  | 30 | 1984-08-01 | 40 | 25 | no | PORTABLE |  | 406.5
CLJTIAWH | GEN02-KOHLER- 60ROZJ81-386293Spec#189412 | GENERATOR PM |  | 60 | 1997-04-01 | 27 | 25 | no | PORTABLE |  | 253.2
CLJTIAWH | AHU01-MODINE-PA30A-UnkSerial | HVAC - AIR HANDLING UNIT | [5 empty] | no
CLJTIAWH | AHU02-MODINE-PAS0AB-UnkSerial | HVAC - AIR HANDLING UNIT | [5 empty] | no
CLJTIAWH | AHU03-MODINE-PA50AB-UnkSerial | HVAC - AIR HANDLING UNIT | [5 empty] | no
CLJTIAWH | AHU04-TRANE-TUH2D120A9VAB-UnkSerial | HVAC - AIR HANDLING UNIT | 120000 |  |  |  |  | no
CLJTIAWH | CND01-TRANE-4TTX6060C1000A-UnkSerial | HVAC - CONDENSER UNIT | 60000 |  |  |  |  | no
CLRDIAXT | GEN02-ONAN-60DGCD-D96064948 | GENERATOR PM |  | 60 | 1996-04-01 | 28 | 25 | no | PORTABLE | Diesel | 701.5
CLRDIAXT | GEN01-KOHLER-100ROZ281-256354Spec#186026 | GENERATOR PM |  | 100 | 2011-01-01 | 13 | 25 | yes | FIXED | DIESEL | 451
CLRDIAXT | CND01-Liebert-DCDF205-1042C31009 | HVAC - CONDENSER UNIT | 205000 |  | 1990-01-01 | 34 | 15 | no
CLRDIAXT | CND03-Carrier-38AE012500-3391F69967 | HVAC - CONDENSER UNIT | 120000 |  | 1991-08-01 | 33 | 15 | no
CLRDIAXT | AHU03-McQuay-LM108H-G0855144030 | HVAC - AIR HANDLING UNIT | 120000 |  |  |  |  | no
CLRDIAXT | AHU02-CARRIER-40RUAA12T2A5-0A0A0-15201735 | HVAC - AIR HANDLING UNIT | 48000 |  | 2022-08-11 | 2 | 15 | yes
CLRDIAXT | CND02-CARRIER-38AUZA/2A0A5-OAOAO-1922c11139 | HVAC - CONDENSER UNIT | 48000 |  | 2022-08-11 | 2 | 15 | yes
CLRDIAXT | AHU04-PEERLESS-210JW-21010062 | HVAC - AIR HANDLING UNIT | 876500 |  |  |  |  | no
CLRDIAXT | AHU01-CARRIER-UnkModel-UnkSerial | HVAC - AIR HANDLING UNIT | [5 empty] | no
CLRDIAXT | WAC01-CLIMATETEL-CT24PL15-073290 | HVAC - AC WALL UNIT | 24000 |  |  |  |  | no
CLSTOHXA | GEN01-MARATHON-440FDR7111JJW-RA195125118 | GENERATOR PM |  | 150 |  |  |  | no | FIXED | Diesel | 111.7
CLSTOHXA | AHU01-LIEBERT-UH125AC0D-147105A | HVAC - AIR HANDLING UNIT | 120000 |  | 1990-01-01 | 34 | 15 | no
CLSTOHXA | AHU02-CARRIER-FB4CNP060L00-5019F09583 | HVAC - AIR HANDLING UNIT |  |  | 2020-05-29 | 4 | 15 | yes
CLSTOHXA | CND02-CARRIER-24ABB360A005-1720E7264 | HVAC - CONDENSER UNIT |  |  | 2020-05-29 | 4 | 15 | yes
CLSTOHXA | CND03-LIEBERT-MCS056E8YDN312-Y20CAX0016 | HVAC - CONDENSER UNIT | [5 empty] | no
CLSTOHXA | AHU03-LIEBERT-VS035ASCOEI183C-N20C8E0031 | HVAC - AIR HANDLING UNIT | [5 empty] | no
CLVLGAXA | AHU01-TRANE -2TEC3F60B1000AA-9253KCC2V | HVAC - AIR HANDLING UNIT | 60000 |  | 2009-06-01 | 15 | 15 | no
CLVLGAXA | CND01-TRANE -2TWA3060A3000AA-9261RW32F | HVAC - CONDENSER UNIT | 60000 |  | 2009-06-01 | 15 | 15 | no
CLVLGAXA | AHU02-TRANE -TWE120A300EL-8472P6FBD | HVAC - AIR HANDLING UNIT | 120000 |  | 2008-11-22 |  |  | no
CLVLGAXA | CND02-TRANE -TTA120A300FA-8461UP0ADD | HVAC - CONDENSER UNIT | 120000 |  | 2008-01-01 |  |  | no
CLVLGAXA | PAC01-TRANE-TSC120F3R0A070-134911890L | HVAC - PACKAGE UNIT | 120000 |  | 2013-01-01 |  |  | no
CLVLGAXA | WAC01-BARD-WA372B06EXXXXJ-214C03179629102 | HVAC - AC WALL UNIT | 36000 |  |  |  |  | no
CLVLGAXA | WAC02-BARD-WA361B09EXXXXJ-133J00149175202 | HVAC - AC WALL UNIT | 36000 |  | 2000-10-01 | 24 | 15 | no
CLVLGAXA | GEN01-CUMMINS-1503120208-F838208AO | GENERATOR PM |  | 150 |  |  |  | no | FIXED |  | 237.5
CMLDKYXA | GEN01-Kohler-80ROZJ81-350040 | GENERATOR PM |  | 80 | 1993-11-01 | 30 | 25 | no | FIXED |  | 672
CMLDKYXA | AHU01-LIEBERT-vh125Acaeo-547736001 | HVAC - AIR HANDLING UNIT | 120000 |  |  |  |  | no
CMLDKYXA | AHU01-LIEBERT-vh125Acaeo-547736002 | HVAC - AIR HANDLING UNIT | 120000 |  | 2003-01-01 | 21 | 15 | no
CMLDKYXA | CND03-GOODMAN-CP1E361-307457635 | HVAC - CONDENSER UNIT | [5 empty] | no
CMLDKYXA | CND01-LIEBERT-DCDF165Y-0330C64572 | HVAC - CONDENSER UNIT | 120000 |  | 2003-07-01 | 21 | 15 | no
CMLDKYXA | CND02-LIEBERT-DCDF165Y-0330C64569 | HVAC - CONDENSER UNIT | 120000 |  | 2003-07-01 | 21 | 15 | no
CMRCGAXA | PAC03-CARRIER-40RM0012B611HC-2607U19608 | HVAC - PACKAGE UNIT | 120000 |  | 2007-06-01 | 17 | 15 | no
CMRCGAXA | AHU04-GOODMAN-AR601-211403955 | HVAC - AIR HANDLING UNIT | [5 empty] | no
CMRCGAXA | CND04-GOODMAN-CKL603-208418495 | HVAC - CONDENSER UNIT | 60000 |  | 2008-02-01 |  |  | no
CMRCGAXA | AHU05-GOODMAN-AR601-211403954 | HVAC - AIR HANDLING UNIT | 60000 |  | 2025-11-10 |  |  | no
CMRCGAXA | CND05-GOODMAN-CKL603-208418325 | HVAC - CONDENSER UNIT | 60000 |  |  |  |  | no
CMRCGAXA | AHU06-GOODMAN-AWB3005C-212700109 | HVAC - AIR HANDLING UNIT | 30000 |  | 2002-12-01 | 21 | 15 | no
CMRCGAXA | CND06-GOODMAN-CKL301F-306401641 | HVAC - CONDENSER UNIT | 30000 |  | 2025-11-10 |  |  | no
CMRCGAXA | AHU07-TRANE-TWE120A300EL-8383NB1BD | HVAC - AIR HANDLING UNIT | 120000 |  |  |  |  | no
CMRCGAXA | AHU09-YORK-F2FP060H06B-XNKS095104 | HVAC - AIR HANDLING UNIT | 60000 |  |  |  |  | no
CMRCGAXA | AHU10-YORK-FJGH090A33A-NALS000612 | HVAC - AIR HANDLING UNIT | 90000 |  |  |  |  | no
CMRCGAXA | CND10-YORK-E3FB090A25A-NBLM015067 | HVAC - CONDENSER UNIT | 90000 |  | 2015-10-29 |  |  | no
CMRCGAXA | PAC01-TRANE-TCH180E300BA-9451006641D | HVAC - PACKAGE UNIT | 180000 |  | 2009-11-01 | 14 | 15 | yes
CMRCGAXA | AHU12-TRANE-TWE120D300A-16483UNUBA | HVAC - AIR HANDLING UNIT | 120000 |  | 2017-04-01 | 7 | 15 | yes
CMRCGAXA | CND12-TRANE-TTA120G300A-165020P5YA | HVAC - CONDENSER UNIT | 120000 |  | 2016-12-01 | 7 | 15 | yes
CMRCGAXA | GEN02-CUMMINS-450DFEJ-E170196154 | GENERATOR PM |  | 450 | 2017-08-09 | 7 | 25 | yes | FIXED | Diesel | 32
CMRCGAXA | AHU13-TRANE-TWE120D300A-1724431YBA | HVAC - AIR HANDLING UNIT | 120000 |  | 2017-06-01 | 7 | 15 | yes
CMRCGAXA | CND13-TRANE-TTA120G300A-17402SLFYA | HVAC - CONDENSER UNIT | 120000 |  | 2017-10-01 | 7 | 15 | yes
CMRCGAXA | PAC02-TRANE- TWE240E300BB -14225P1YWA | HVAC - PACKAGE UNIT | 20000 |  | 2014-05-10 |  |  | no
CMRCGAXA | CND01-TRANE-TTA240E300AA-14303K8JTA | HVAC - CONDENSER UNIT | 240000 |  | 2014-07-01 |  |  | no
CMRCGAXA | CND14-THERMAL ZONE-TZAA120CA-F421401623 | HVAC - CONDENSER UNIT | 120000 |  | 2014-10-01 |  |  | no
CMRCGAXA | AHU14-TRANE-TWE120D300AB-15372T6WBA | HVAC - AIR HANDLING UNIT | 120000 |  |  |  |  | no
CMRCGAXA | AHU15-TRANE-TEM4B0C60SB51SAA-22432CHG3V | HVAC - AIR HANDLING UNIT | 60000 |  | 2022-01-01 |  |  | no
CMRCGAXA | CND15-TRANE-TTA120G300AA-15362XNXYA | HVAC - CONDENSER UNIT | 120000 |  |  |  |  | no
CMRCGAXA | CND16-TRANE-TTA120G300AA-165020P | HVAC - CONDENSER UNIT | [5 empty] | no
CMRCGAXA | PAC04-TRANE-TSH150F3ROAOOOO-153910463D | HVAC - PACKAGE UNIT | [5 empty] | no
CMRCGAXA | CND17-TRANE-TTA120A300FA-8461TRRAD | HVAC - CONDENSER UNIT | 120000 |  |  |  |  | no
CMRCGAXA | AHU16-TRANE-4TWA4060A3000A-230156AX5F | HVAC - AIR HANDLING UNIT | 60000 |  | 2023-03-01 |  |  | no
CMRCGAXA | AHU01-TRANE-4TWA4060A3000AB-23093PTX5F | HVAC - AIR HANDLING UNIT | 60000 |  | 2023-03-22 | 1 | 15 | yes
CMRCGAXA | CND02-TRANE-TEM4A0C60S51SC-22354HCU3V | HVAC - CONDENSER UNIT | 60000 |  | 2022-09-01 | 1 | 15 | yes
CMRCGAXA | AHU17-GOODMAN-AR601-211403953 | HVAC - AIR HANDLING UNIT | 60000 |  |  |  |  | no
CMRCGAXA | CND18-GOODMAN-CKL603-20841893 | HVAC - CONDENSER UNIT | [5 empty] | no
CMRCGAXA | CND09-GOODMAN-CKL603N-709221524 | HVAC - CONDENSER UNIT | 60000 |  | 2007-01-01 |  |  | no
CMRCGAXA | CND18-TRANE-TEM4B0C60S51SA-22432CHG3V | HVAC - CONDENSER UNIT | [5 empty] | no
CMVLKYXA | GEN01-CATERPILLAR-340690U10254-47BH4096 | GENERATOR PM |  | 210 |  |  |  | no | FIXED | Diesel | 834
CMVLKYXA | CND01-TRANE-2TTA0072A3000AA-8464NHS2F | HVAC - CONDENSER UNIT | 72000 |  | 2009-06-02 | 15 | 15 | no
CMVLKYXA | CND02-TRANE-2TTA0072A3000AA-8313ME52F | HVAC - CONDENSER UNIT | 72000 |  | 2008-11-02 | 15 | 15 | no
CMVLKYXA | CND03-TRANE-2TWB2042A1000AA-43912RM2F | HVAC - CONDENSER UNIT | 42000 |  |  |  |  | no
CMVLKYXA | CND06-TRANE-TCD150D300BB-639101546D | HVAC - CONDENSER UNIT | 150000 |  |  |  |  | no
CMVLKYXA | AHU05-TRANE-TWE180B300CA-R322PLU6H | HVAC - AIR HANDLING UNIT | 180000 |  |  |  |  | no
CMVLKYXA | AHU04-LIEBERT-UK199ACAM-325095001 | HVAC - AIR HANDLING UNIT | 180000 |  | 1999-08-07 |  |  | no
CMVLKYXA | AHU01-TRANE-TWE090A300CA-R37413U5H | HVAC - AIR HANDLING UNIT | 90000 |  |  |  |  | no
CMVLKYXA | AHU03-TRANE-TWE042C140B1-K24836697 | HVAC - AIR HANDLING UNIT | 42000 |  |  |  |  | no
CMVLKYXA | CND04-LIEBERT-CDF205LY-C18E2FA005 | HVAC - CONDENSER UNIT | 180000 |  | 1999-05-29 | 6 | 15 | yes
CMVLKYXA | CND08-Trane-2TTA3006A300BA-14213JAGHF | HVAC - CONDENSER UNIT | 60000 |  |  |  |  | no
CMVLKYXA | AHU06-CARRIER-40RUAA08T2A50A0A0-5118BU26178 | HVAC - AIR HANDLING UNIT | 7.5 |  |  |  |  | no
CMVLKYXA | CND09-CARRIER-38AUZA08A0A50A0A0-0819C92199 | HVAC - CONDENSER UNIT | 7.5 |  |  |  |  | no
CMVLKYXA | AHU08-TRANE-TTA180B300GA-14221NUFTA | HVAC - AIR HANDLING UNIT | [5 empty] | no
CMVLKYXA | AHU09-TRANE-TWE06600150B0-2423MFD2V | HVAC - AIR HANDLING UNIT | [5 empty] | no
CMVLKYXA | AHU10-TRANE-TWA09043AAA01AA-2203710YA | HVAC - AIR HANDLING UNIT | [5 empty] | no
CMVLKYXA | CND10-TRANE-TWE09043AAA04A-21421406BA | HVAC - CONDENSER UNIT | [5 empty] | no
CMVLKYXA | AHU11-LENNOX-CB1865-UnkSerial | HVAC - AIR HANDLING UNIT | 60000 |  | 1988-01-01 | 36 | 15 | no
CMVLKYXA | AHU02-TRANE-CB1865-UnkSerial | HVAC - AIR HANDLING UNIT | [5 empty] | no
CMVLKYXA | AHU11-BRYANT-FJ4DNXD60-5024F06392 | HVAC - AIR HANDLING UNIT |  |  | 2025-04-08 |  |  | no
CMVLKYXA | CND02-BRYANT-BA16PW060A-4023X59735 | HVAC - CONDENSER UNIT | 60000 |  | 2025-04-08 |  |  | no
CMVLKYXA | AHU03-CARRIER-FJ5ANXC42L00ECAA-0825F39773 | HVAC - AIR HANDLING UNIT | 42000 |  | 2026-03-01 |  |  | no
CMVLKYXA | CND03-CARRIER-27SCA542A0030001-4225E04673 | HVAC - CONDENSER UNIT | 42000 |  | 2026-03-01 |  |  | no
CMVLKYXA | CND01-CARRIER-26SCA460N0050100-0526X51771 | HVAC - CONDENSER UNIT | 60000 |  | 2026-03-01 |  |  | no
CMVLKYXA | AHU02-CARRIER-FJ5ANXD60L00ECAA-0726F08034 | HVAC - AIR HANDLING UNIT | 60000 |  | 2026-03-01 |  |  | no
CNTNGAXA | AHU10-TRANE-TSC090F3E0A01-131913326L | HVAC - AIR HANDLING UNIT | 90000 |  | 2013-05-20 | 11 | 15 | yes
CNTNGAXA | AHU01-LIEBERT-UH199AD01-103317B | HVAC - AIR HANDLING UNIT | 180000 |  | 1985-04-18 |  |  | no
CNTNGAXA | AHU02-TRANE-TWE120A300DA-225503558 | HVAC - AIR HANDLING UNIT | 240000 |  |  |  |  | no
CNTNGAXA | AHU03-LENNOX-CB17135V2-5601E04766 | HVAC - AIR HANDLING UNIT | 120000 |  | 2001-05-01 | 23 | 15 | no
CNTNGAXA | AHU05-AMERICANSTANDARD-TEM3A0B36S315AA-14025RAY2V | HVAC - AIR HANDLING UNIT | 36000 |  | 2014-01-18 |  |  | no
CNTNGAXA | AHU06-TRANE-TWE120A300DA-229303554 | HVAC - AIR HANDLING UNIT | 120000 |  |  |  |  | no
CNTNGAXA | CND04-LIEBERT-CDF2164-85040409 | HVAC - CONDENSER UNIT | 210000 |  | 1985-04-02 |  |  | no
CNTNGAXA | AHU08-TRANE-TWE240E300B-16393MTNWA | HVAC - AIR HANDLING UNIT | 240000 |  | 2016-09-01 | 7 | 15 | yes
CNTNGAXA | CND05-TRANE-TTA240H300A-16395WK4TA | HVAC - CONDENSER UNIT | 240000 |  | 2016-09-02 | 7 | 15 | yes
CNTNGAXA | AHU09-TRANE-TWE240E300B-16453SWFWA | HVAC - AIR HANDLING UNIT | 240000 |  | 2016-11-01 | 7 | 15 | yes
CNTNGAXA | CND06-TRANE-TTA240H300A-16492XALTA | HVAC - CONDENSER UNIT | 240000 |  | 2017-01-01 | 7 | 15 | yes
CNTNGAXA | GEN02-Kohler-750ROZD-388580 | GENERATOR PM |  | 750 | 1997-07-01 | 27 | 25 | no | FIXED | Diesel | 940
CNTNGAXA | AHU12-TRANE-TWE09043AAA-18182789BA | HVAC - AIR HANDLING UNIT | 90000 |  | 2018-05-18 |  |  | no
CNTNGAXA | CND08-Trane-TWA09043AAA00AR-18192960YA | HVAC - CONDENSER UNIT | 90000 |  | 2025-09-18 |  |  | no
CNTNGAXA | CND09-AMERICAN STANDARD-4TTA3036B300AA-13455693F | HVAC - CONDENSER UNIT | 36000 |  | 2013-10-02 |  |  | no
CNTNGAXA | CND11-TRANE-TTA240B300FA-3411YBPAD | HVAC - CONDENSER UNIT | [5 empty] | no
CNTNGAXA | AHU13-RHEEM-TZAA120CA-F051502190 | HVAC - AIR HANDLING UNIT | 120000 |  | 2015-01-02 |  |  | no
CNTNGAXA | CND12-THERMAL ZONE - TZAA120CA-F051502189 | HVAC - CONDENSER UNIT | [5 empty] | no
CNTNGAXA | CND13-AMERICAN-4TTA3036B3000AA-134005J693P | HVAC - CONDENSER UNIT | [5 empty] | no
CNTNGAXA | AHU04-TRANE-TWE120A300DA-22550355H | HVAC - AIR HANDLING UNIT | [5 empty] | no
CNTNGAXA | AHU04-ARCOAIR-FAX120H2AA0AUAA-U243827688 | HVAC - AIR HANDLING UNIT | 120000 |  | 2025-06-01 |  |  | no
CNTNGAXA | CND12-ARCOAIR-CAS121HMA0A00AA-C243610724 | HVAC - CONDENSER UNIT | 120000 |  | 2024-09-04 |  |  | no
CNVLGAXA | CND02-MITSUBISHI-PUG424AYB-WKMM077098 | HVAC - CONDENSER UNIT | 24000 |  | 2003-10-01 | 21 | 15 | no
CNVLGAXA | AHU02-MITSUBISHI-PKH24FK3-47A000490 | HVAC - AIR HANDLING UNIT | 24000 |  |  |  |  | no
CNVLGAXA | GEN01-Marathon-44DFDR8017GGH282W-NJ3079705 | GENERATOR PM |  | 100 |  |  |  | no | FIXED | Diesel | 48
CNVLGAXA | WAC01-BARD-WA602B00-154P04198501302 | HVAC - AC WALL UNIT | 60000 |  | 2004-01-01 | 20 | 15 | no
CNVLGAXA | WAC02-BARD-WA602B00-154P04198501102 | HVAC - AC WALL UNIT | 60000 |  | 2004-01-01 | 20 | 15 | no
CNVLGAXA | PAC02-CARRIER-TSC120H3EA010000-190910390L | HVAC - PACKAGE UNIT | [5 empty] | no
CNVLGAXA | CND02-MITSUBISHI-PUG424A1Y6-WKMM077098 | HVAC - CONDENSER UNIT | 24000 |  | 2003-10-01 |  |  | no
CNVLIAXO | GEN01-ONAN-100DVC15R26986B-D860818123 | GENERATOR PM |  | 100 | 1986-04-01 | 38 | 25 | no | FIXED | DIESEL | 1082.9
CNVLIAXO | CND01-TRANE-2TTR2042A1000AA-2234NEF1FA04 | HVAC - CONDENSER UNIT | 42000 |  | 2002-06-01 | 22 | 15 | no
CNVLIAXO | CND02-TRANE-TUX080R942V2-20542NS2FA04 | HVAC - CONDENSER UNIT | 80000 |  | 2002-02-01 | 22 | 15 | no
CNVLIAXO | CND03-TRANE-2TTR2042A1000AA-2362KUU3FA04 | HVAC - CONDENSER UNIT | 42000 |  | 2002-09-01 | 22 | 15 | no
CNVLIAXO | CND04-TRANE-TTX030C100A3-P094KT82F | HVAC - CONDENSER UNIT | 30000 |  | 1999-03-01 | 25 | 15 | no
CNVLIAXO | AHU01-TRANE-TUX080R942V2-2172LUJ7G | HVAC - AIR HANDLING UNIT | 80000 |  | 2002-04-01 | 22 | 15 | no
CNVLIAXO | AHU02-TRANE-TUX080R942V2-2053J9Y7G | HVAC - AIR HANDLING UNIT | 80000 |  | 2002-02-01 | 22 | 15 | no
CNVLIAXO | AHU03-TRANE-TUX080R942W0-2235U77G | HVAC - AIR HANDLING UNIT | 80000 |  | 2002-06-01 | 22 | 15 | no
CNVLIAXO | AHU04-TRANE-TUX060R936V1-P423T9K7G | HVAC - AIR HANDLING UNIT | 60000 |  | 1999-10-01 | 25 | 15 | no
CNVLIAXO | CND01-TRANE-2TTR2042A1000AA-2234NEF1F | HVAC - CONDENSER UNIT | 42000 |  | 2002-06-01 |  |  | no
CNVLIAXO | CND03-TRANE-2TTR2042A1000AA-2362KUU3F | HVAC - CONDENSER UNIT | 42000 |  | 2002-09-01 |  |  | no
CNVLIAXO | AHU05-TRANE-TUX080R942W0-2235U77G | HVAC - AIR HANDLING UNIT | 80000 |  | 2002-06-01 |  |  | no
CNVLIAXO | AHU02-GOODMAN-GM9S960804CNAA-2112136391 | HVAC - AIR HANDLING UNIT | [5 empty] | no
CNVLIAXO | CND02-GOODMAN-GSX130421BK-2109318189 | HVAC - CONDENSER UNIT | [5 empty] | no
CNVLIAXO | WAC01-CLIMATETEL-CN1242PL110-111199 | HVAC - AC WALL UNIT | [5 empty] | no
CNVLIAXO | WAC01-BARD-WA372B15XXXXXJ- 214K05207081602 | HVAC - AC WALL UNIT | [5 empty] | no
COWTOKXB | GEN01-MARATHON-502FDR7022JJW-RE1951522 | GENERATOR PM |  | 350 |  |  |  | no | FIXED | Diesel | 4898
COWTOKXB | CND04-LIEBERT-CDCF408A - 85070635 | HVAC - CONDENSER UNIT |  |  | 1985-01-01 | 39 | 15 | no
COWTOKXB | WAC01-BARD-24WA05C-121002A05CF | HVAC - AC WALL UNIT |  |  | 1998-01-01 | 26 | 15 | no
COWTOKXB | CND01-LIEBERT-DCDF415A-0937C23174 | HVAC - CONDENSER UNIT |  |  | 2009-01-01 | 15 | 15 | no
COWTOKXB | CND02-LIEBERT-DCDF415A-C12C4F1598 | HVAC - CONDENSER UNIT |  |  | 2012-01-01 | 12 | 15 | yes
COWTOKXB | CND05-TRANE-BWX724A100B0-Y30254457 | HVAC - CONDENSER UNIT | [5 empty] | no
COWTOKXB | AHU03-LIEBERT-FH245AA01-104878C | HVAC - AIR HANDLING UNIT | 240000 |  | 1985-01-01 | 39 | 15 | no
COWTOKXB | CND03-TRANE-BWH724A100A0-AW48498512 | HVAC - CONDENSER UNIT | [5 empty] | no
COWTOKXB | AHU01-LIEBERT-DSO70AUA0E1550A-C09H8E0313 | HVAC - AIR HANDLING UNIT |  |  | 2009-01-01 | 15 | 15 | no
COWTOKXB | AHU02-LIEBERT-DSO70AUA0E1459A-C12C8E0073 | HVAC - AIR HANDLING UNIT |  |  | 2012-01-01 | 12 | 15 | yes
COWTOKXB | CND03-LIEBERT-CDCF408A-85070635 | HVAC - CONDENSER UNIT | 24000 |  | 1985-01-01 |  |  | no
COWTOKXB | AHU04-YORK-JHETB24CBAS2N1A-W2F4490710 | HVAC - AIR HANDLING UNIT | 24000 |  | 2024-10-24 |  |  | no
COWTOKXB | CND04-YORK-YH2E24TB21SA-W2G4564353 | HVAC - CONDENSER UNIT | 24000 |  | 2024-11-15 |  |  | no
CRESIAXO | GEN01-KOHLER-100ROZ201-18600401 | GENERATOR PM |  | 100 | 2008-01-01 | 16 | 25 | yes | FIXED | DIESEL | 404.2
CRESIAXO | AHU02-LIEBERT-FH75AD10-1200231A | HVAC - AIR HANDLING UNIT | 72000 |  |  |  |  | no
CRESIAXO | CND01-LIEBERT-TCDV104YS3480-C12L2F5077 | HVAC - CONDENSER UNIT | 18000 |  |  |  |  | no
CRESIAXO | AHU01-LIEBERT-FH75AD10-120231B | HVAC - AIR HANDLING UNIT | 72000 |  |  |  |  | no
CRESIAXO | CND01-LIEBERT-CDL097Y-87002059 | HVAC - CONDENSER UNIT | 18000 |  | 1996-01-01 | 28 | 15 | no
CRESIAXO | WAC01-EUBANK-V36-11359-HT014013213R | HVAC - AC WALL UNIT | 36000 |  | 2021-12-20 | 2 | 15 | yes
CRESIAXO | AHU01-LENNOX-G14Q8018-1105638477 | HVAC - AIR HANDLING UNIT | 80000 |  |  |  |  | no
CRESIAXO | CND03-GOODMAN-G14Q48018-1105638477 | HVAC - CONDENSER UNIT | 80000 |  |  |  |  | no
CRESIAXO | AHU06-RUDD-RH1T6024STANJA-W132294242 | HVAC - AIR HANDLING UNIT | 60000 |  |  |  |  | no
CRESIAXO | CND06-RUDD-RA1360AJ1NA-W232238075 | HVAC - CONDENSER UNIT |  |  | 2023-01-01 |  |  | no
CRESIAXO | GEN02-ONAN-45EM15R15493V-H708353718 | GENERATOR PM |  | 45 | 1978-08-01 |  |  | no | PORTABLE | Gasoline | 375.7
CRNLGA01 | GEN02-GENERAC-99A04977S-2050294 | GENERATOR PM |  | 200 | 1999-01-01 | 25 | 25 | no | FIXED | Diesel | 11.5
CRNLGA01 | GEN01-KOHLER-250REOZD-691568 | GENERATOR PM |  | 250 | 2000-11-01 | 23 | 25 | yes | FIXED | Diesel | 724.1
CRNLGA01 | AHU14-LENNOX-B19511G-5894H5699 | HVAC - AIR HANDLING UNIT | 48000 |  | 1994-08-01 | 30 | 15 | no
CRNLGA01 | AHU10-LENNOX-F2EH090A33A-NMRS416640 | HVAC - AIR HANDLING UNIT | 90000 |  |  |  |  | no
CRNLGA01 | AHU09-LENNOX-F2EH090A33A-NIRS355609 | HVAC - AIR HANDLING UNIT | 90000 |  |  |  |  | no
CRNLGA01 | AHU11-YORK-N2AHD20A40A-MLRS407212 | HVAC - AIR HANDLING UNIT |  |  | 2006-10-01 | 18 | 15 | no
CRNLGA01 | AHU19-YORK-F2FP060H06B-XNKS095103 | HVAC - AIR HANDLING UNIT | 60000 |  | 2001-12-01 | 22 | 15 | no
CRNLGA01 | AHU03-LENNOX-CB25M511P-5899B06582 | HVAC - AIR HANDLING UNIT | 48000 |  | 1999-02-01 | 25 | 15 | no
CRNLGA01 | AHU01-TRANE-4TGB3F30A1000AA-10225H2L6V | HVAC - AIR HANDLING UNIT | 30000 |  | 2010-06-01 | 14 | 15 | yes
CRNLGA01 | AHU13-LG-LAM185HV-902KASL00038 | HVAC - AIR HANDLING UNIT |  |  | 2009-02-01 | 15 | 15 | no
CRNLGA01 | AHU12-LG-LAM185HV-905KAMZ00163 | HVAC - AIR HANDLING UNIT | 18000 |  | 2009-05-01 | 15 | 15 | no
CRNLGA01 | AHU04-LG-LSN093HE-101KAED00020 | HVAC - AIR HANDLING UNIT |  |  | 2001-01-01 | 23 | 15 | no
CRNLGA01 | AHU05-GOODMAN-ARUF486016AB-707712746 | HVAC - AIR HANDLING UNIT | 48000 |  | 2007-07-01 | 17 | 15 | no
CRNLGA01 | AHU06-LENNOX-CB19511G-5189F96167 | HVAC - AIR HANDLING UNIT | 48000 |  | 1989-06-01 | 35 | 15 | no
CRNLGA01 | AHU08-LENNOX-CB19261P-5188M66795 | HVAC - AIR HANDLING UNIT | 24000 |  | 1988-12-01 | 35 | 15 | no
CRNLGA01 | AHU15-LENNOX-CH1951TXV-5894M01381 | HVAC - AIR HANDLING UNIT | 48000 |  | 1994-12-01 | 29 | 15 | no
CRNLGA01 | AHU17-TEMPTROL-DV31P-9485 | HVAC - AIR HANDLING UNIT | [5 empty] | no
CRNLGA01 | AHU02-LENNOX-CB19511G-5188M86799 | HVAC - AIR HANDLING UNIT | 48000 |  | 1988-12-01 | 35 | 15 | no
CRNLGA01 | AHU16-TRANE-GAM2060L518EA-15123MTWAV | HVAC - AIR HANDLING UNIT | 60000 |  | 2015-03-01 | 9 | 15 | yes
CRNLGA01 | AHU07-YORK-UnkModel-UnkSerial | HVAC - AIR HANDLING UNIT | [5 empty] | no
CRNLGA01 | CND01-GOODMAN-GKL603N-707616761 | HVAC - CONDENSER UNIT | 36000 |  | 2007-01-01 |  |  | no
CRNLGA01 | CND02-LENNOX-HP195136G-5193K15607 | HVAC - CONDENSER UNIT | 36000 |  | 1993-10-01 | 31 | 15 | no
CRNLGA01 | CND03-TRANE-2TTA3060A4000AA-9032W354F | HVAC - CONDENSER UNIT | 60000 |  | 2009-01-01 | 15 | 15 | no
CRNLGA01 | CND04-LENNOX-HP195136G-5193K15610 | HVAC - CONDENSER UNIT | 3000 |  | 1993-10-01 | 31 | 15 | no
CRNLGA01 | CND05-LENNOX-HP195136G-5193K15601 | HVAC - CONDENSER UNIT | 3000 |  | 1993-10-01 | 31 | 15 | no
CRNLGA01 | CND06-TRANE-4TWA3060B4000AA-14401JCE4F | HVAC - CONDENSER UNIT | 60000 |  | 2014-01-01 | 10 | 15 | yes
CRNLGA01 | CND07-YORK-E1RA090S46A-WLKM006758 | HVAC - CONDENSER UNIT | 90000 |  | 2001-10-01 | 23 | 15 | no
CRNLGA01 | CND08-YORK-E1RA090S46A-WELM062747 | HVAC - CONDENSER UNIT | 9000 |  | 2002-05-01 | 22 | 15 | no
CRNLGA01 | CND09-GOODMAN-CKL181B-208461228 | HVAC - CONDENSER UNIT | 18000 |  |  |  |  | no
CRNLGA01 | CND10-LG-LMU245HV-905KAHG00201 | HVAC - CONDENSER UNIT | 24000 |  | 2009-05-01 | 15 | 15 | no
CRNLGA01 | CND11-LG-LSU093HE-012KALC00024 | HVAC - CONDENSER UNIT |  |  | 2000-12-01 | 23 | 15 | no
CRNLGA01 | CND12-YORK-E1RA048S46A-WLKM030150 | HVAC - CONDENSER UNIT | 48000 |  | 2001-10-01 | 23 | 15 | no
CRNLGA01 | CND13-TRANE-4TWB3030A1000BA-10241RN64F | HVAC - CONDENSER UNIT | 30000 |  | 2010-12-01 | 13 | 15 | yes
CRNLGA01 | CND14-LENNOX-HP222611P-5189K08561 | HVAC - CONDENSER UNIT |  |  | 1989-10-01 | 35 | 15 | no
CRNLGA01 | CND15-YORK-E1RA060S46A-WHLM018325 | HVAC - CONDENSER UNIT | 60000 |  | 2002-08-01 | 22 | 15 | no
CRNLGA01 | CND16-YORK-E1RA060S46A-WHLM018305 | HVAC - CONDENSER UNIT | 60000 |  | 2002-08-01 | 22 | 15 | no
CRNLGA01 | CND18-GOODMAN-CPLE603C-505678616 | HVAC - CONDENSER UNIT | 60000 |  |  |  |  | no
CRNLGA01 | CND19-YORK-E1RA060S46A-WHLM018310 | HVAC - CONDENSER UNIT | 60000 |  |  |  |  | no
CRNLGA01 | WAC01-BARD-36WA3-163563 | HVAC - AC WALL UNIT | 36000 |  |  |  |  | no
CRNLGA01 | AHU20-TRANE-TWE090D300A-181152S5BA | HVAC - AIR HANDLING UNIT | 90000 |  | 2018-04-27 | 6 | 15 | yes
CRNLGA01 | CND20-TRANE-TWA090D40RA-17085L2TYA | HVAC - CONDENSER UNIT | 90000 |  | 2018-04-27 | 6 | 15 | yes
CRNLGA01 | AHU21-TRANE-4TWA4060A4000A-18133JFY2F | HVAC - AIR HANDLING UNIT | 60000 |  | 2018-06-01 | 6 | 15 | yes
CRNLGA01 | CND21-TRANE-TEM4A0C60S51SA-18105Y2W3V | HVAC - CONDENSER UNIT | 60000 |  | 2018-06-01 | 6 | 15 | yes
CRNLGA01 | CND22-TRANE-4TWA4060A4-TEM4A0C60S51S | HVAC - CONDENSER UNIT | 60000 |  | 2019-01-29 | 5 | 15 | yes
CRNLGA01 | AHU18-TRANE-TEM4A0C60S51SB-18422NFR3V | HVAC - AIR HANDLING UNIT | 60000 |  | 2019-06-01 | 5 | 15 | yes
CRNLGA01 | CND17-TRANE-4TWA4060A4000A-18463MCH2F | HVAC - CONDENSER UNIT | 60000 |  | 2019-06-01 | 5 | 15 | yes
CRNLGA01 | AHU-YORK-F2FP060H06B-XDLS084387 | HVAC - AIR HANDLING UNIT | 60000 |  | 2002-04-01 |  |  | no
CRNLGA01 | CND-YORK-F2FP060H06B-XNKS095095 | HVAC - CONDENSER UNIT | 60000 |  | 2001-12-01 |  |  | no
CRNLGA01 | AHU22-TRANE-TEM4AOC60S51SAA-151818WL2V | HVAC - AIR HANDLING UNIT | [5 empty] | no
CRNLGAXA | PAC02-LENNOX-CPH206531Y-5695J03457 | HVAC - PACKAGE UNIT |  |  | 1995-09-01 | 29 | 15 | no
CRNLGAXA | CND01-TRANE-TTA120A300FA-8233SA6AD | HVAC - CONDENSER UNIT | 120000 |  | 2008-01-03 | 16 | 15 | no
CRNLGAXA | PAC011-TRANE-TWE120A300EL-7393KTBBD | HVAC - PACKAGE UNIT | 120000 |  | 2007-01-03 | 17 | 15 | no
CRNLGAXA | GEN01-ONAN-2000DYH481298IA-273868463 | GENERATOR PM |  | 200 |  |  |  | no | FIXED | DIESEL | 1757
CRNLGAXA | PAC04-LENNOX-CPH206531Y-5695J03455 | HVAC - PACKAGE UNIT | 240000 |  | 1995-09-01 | 29 | 15 | no
CRNLGAXA | PAC05-LENNOX-CHP166531Y-5490D1230 | HVAC - PACKAGE UNIT | 150000 |  | 1990-04-01 | 34 | 15 | no
CRNLGAXA | PAC06-LENNOX-CHP164135Y-UnkSerial | HVAC - PACKAGE UNIT | 150000 |  | 1990-01-03 | 34 | 15 | no
CRNLGAXA | AHU10-LENNOX-CHP16H313P-UnkSerial | HVAC - AIR HANDLING UNIT | 150000 |  | 1990-01-03 | 34 | 15 | no
CRNLGAXA | PAC01-RUDD-RKKB-A00CL1SE- 2B6335ADAAF260016164 | HVAC - PACKAGE UNIT |  |  | 2000-01-03 | 24 | 15 | no
CRNLGAXA | AHU02-TRANE-TEM4A0C60S51SBA-19273KPW3V | HVAC - AIR HANDLING UNIT |  |  | 2019-01-03 | 5 | 15 | yes
CRNLGAXA | PAC12-LENNOX-KHB030S4DN1P-5618L03472 | HVAC - PACKAGE UNIT |  |  | 2018-01-03 | 6 | 15 | yes
CRNLGAXA | CND03-TRANE-4TWA4060A3000AA-19211K752F | HVAC - CONDENSER UNIT |  |  | 2019-01-03 | 0 | 15 | yes
CRNLGAXA | PAC13-TRANE-4WCC4030E1000AA-230313265L | HVAC - PACKAGE UNIT |  |  | 2023-01-03 | 1 | 15 | yes
CRNLGAXA | PAC14-TRANE-4WCC4036E1000AA-230612293L | HVAC - PACKAGE UNIT |  |  | 2023-01-03 | 1 | 15 | yes
CRNLGAXA | PAC15-LENNOX-UnkModel-UnkSerial | HVAC - PACKAGE UNIT | [5 empty] | no
CRNLGAXA | PAC16-TRANE-WSC090H3ROA3000000-190813286L | HVAC - PACKAGE UNIT |  |  | 2019-01-03 | 5 | 15 | yes
CRNLGAXA | PAC17-LENNOX-KHC030S4DN1P-5619C03345 | HVAC - PACKAGE UNIT |  |  | 2019-01-03 | 5 | 15 | yes
CRNLGAXA | CND02-Trane-tta12043caae02p-24169079ya | HVAC - CONDENSER UNIT | 120000 |  |  |  |  | no
CRNLGAXA | PAC11-TRANE-TSK120A3S000000-251213217L1 | HVAC - PACKAGE UNIT | 120000 |  | 2025-12-11 |  |  | no
CRSTARXA | GEN03-CUMMINS-DSGAA1513593-F150844507 | GENERATOR PM |  | 100 | 2015-08-05 | 9 | 25 | yes | FIXED | DIESEL | 143.8
CRSTARXA | WAC02-BARD-WA421A05EXXXM-126M93081140102 | HVAC - AC WALL UNIT | 42000 |  | 1996-01-01 | 28 | 15 | no
CRSTARXA | AHU01-RHEEM-R801PA125524MSA-W331419266 | HVAC - AIR HANDLING UNIT | 60000 |  | 2014-08-01 | 10 | 15 | yes
CRSTARXA | AHU02-RHEEM-R801PA751417MSA-W441430858 | HVAC - AIR HANDLING UNIT | 75000 |  | 2014-11-01 | 9 | 15 | yes
CRSTARXA | AHU03-RHEEM-R801PA125524MSA-W331419262 | HVAC - AIR HANDLING UNIT | 125000 |  | 2014-08-01 | 10 | 15 | yes
CRSTARXA | CND01-RHEEM-RA1360AJ1NB-W191504867 | HVAC - CONDENSER UNIT | 60000 |  | 2015-05-01 | 9 | 15 | yes
CRSTARXA | CND02-RHEEM-RA1436AJ1NB-W171510596 | HVAC - CONDENSER UNIT | 36000 |  | 2015-04-01 | 9 | 15 | yes
CRSTARXA | CND03-RHEEM-RA1360AC1NB-W191504855 | HVAC - CONDENSER UNIT | 60000 |  | 2015-05-01 | 9 | 15 | yes
CRSTARXA | CND04-RHEEM-13AJA060101757-W471406253 | HVAC - CONDENSER UNIT | 60000 |  | 2014-11-01 | 9 | 15 | yes
CRSTARXA | PAC01-CARRIER-48TME012A501-3506G11693 | HVAC - PACKAGE UNIT | 120000 |  | 2006-01-01 | 18 | 15 | no
CRSTARXA | PAC02-RHEEM-RACDZS150ACB00AA-F262001001 | HVAC - PACKAGE UNIT | 150000 |  | 2020-09-20 | 4 | 15 | yes
CRSTARXA | WAC01-BARD-W42ACA05XXXXXM-349D21386266102 | HVAC - AC WALL UNIT | 42000 |  | 2021-07-13 | 3 | 15 | yes
CRSTARXA | PAC03-CARRIER-48TCED12A2A5A0AG0-0720P91274 | HVAC - PACKAGE UNIT | [5 empty] | no
CRSTARXA | WAC03-BARD-W42AC-A002XXXXM-349M213917184-02 | HVAC - AC WALL UNIT | 42000 |  |  |  |  | no
CRSTARXA | AHU04-RHEEM-W801CA125524MSA-W482011844 | HVAC - AIR HANDLING UNIT | 60000 |  |  |  |  | no
DELTOHXA | GEN01-MARATHON-360FDR8012GGA000-LN94932 | GENERATOR PM |  | 75 |  |  |  | no | FIXED | Diesel | 1456.7
DELTOHXA | CND01-YORK-H5CE090A25A-NOG7098371 | HVAC - CONDENSER UNIT | 90000 |  | 2005-01-01 | 19 | 15 | no
DELTOHXA | AHU01-YORK-PS8B16N100UH11C-WOA7335239 | HVAC - AIR HANDLING UNIT |  |  | 2005-01-01 | 19 | 15 | no
DELTOHXA | AHU02-YORK-P4HUA12N06401A-WELM025605 | HVAC - AIR HANDLING UNIT |  |  | 2002-01-01 | 22 | 15 | no
DELTOHXA | CND04-CARRIER-38AUZA08A0A5A0A0A0-3416C94423 | HVAC - CONDENSER UNIT | 60000 |  | 1983-01-01 | 41 | 15 | no
DELTOHXA | AHU03-LENNOX-CH16651-5483F05109 | HVAC - AIR HANDLING UNIT |  |  | 1983-01-01 | 41 | 15 | no
DELTOHXA | AHU04-YORK-PS8B16N100UH11C-WOA7390529 | HVAC - AIR HANDLING UNIT | 36000 |  | 2005-01-01 | 19 | 15 | no
DELTOHXA | CND03- CARRIER- 40RUUA08A2A60A0A0-341541642G | HVAC - CONDENSER UNIT | [5 empty] | no
DELTOHXA | AHU04-CARRIER-E512Q5151P-UNK | HVAC - AIR HANDLING UNIT | [5 empty] | no
DELTOHXA | CND02-YORK-F42B3XNIA-A0F7920844 | HVAC - CONDENSER UNIT | [5 empty] | no
DELTOHXA | CND05-YORK-H4DB030506A-WGLM015685 | HVAC - CONDENSER UNIT | [5 empty] | no
DELTOHXA | AHU03-YORK-P4HUA12N06401A-WELM025605 | HVAC - AIR HANDLING UNIT |  |  | 2002-01-01 |  |  | no
DELTOHXA | AHU02-YORK-PS8B16N100UH11C-WOA7390529 | HVAC - AIR HANDLING UNIT | 36000 |  | 2005-01-01 |  |  | no
DELTOHXA | AHU04- CARRIER- 40RUUA08A2A6-3415U16426 | HVAC - AIR HANDLING UNIT | [5 empty] | no
DELTOHXA | CND03-YORK-H4DB030506A-WGLM015685 | HVAC - CONDENSER UNIT | [5 empty] | no
DELTOHXA | CND05-CARRIER-40RUUA08A2A60A0A0-341541642G | HVAC - CONDENSER UNIT | [5 empty] | no
DHLNGAXA | GEN01-CUMMINS-150DGFA-B920446801 | GENERATOR PM |  | 150 | 1992-02-01 | 32 | 25 | no | FIXED | DIESEL | 1253
DHLNGAXA | PAC01-Trane-EAC180A3E0A00000000-16071001JA | HVAC - PACKAGE UNIT | 180000 |  | 2016-01-01 | 8 | 15 | yes
DHLNGAXA | AHU01-LENNOX-CBS18651P-5187F48276 | HVAC - AIR HANDLING UNIT |  |  | 1987-06-01 | 37 | 15 | no
DHLNGAXA | CND01-Lenox-HP2565314-5896G-64923 | HVAC - CONDENSER UNIT | 65000 |  | 1987-06-01 | 37 | 15 | no
DHLNGAXA | AHU02-York-K3EU120A33B-NKM5004331 | HVAC - AIR HANDLING UNIT | 120000 |  |  |  |  | no
DHLNGAXA | PAC02-Lenox-KHA120S4BN14-5614F04861 | HVAC - PACKAGE UNIT | 118000 |  | 2019-01-26 |  |  | no
DHLNGAXA | PAC03-Lenox-CHP164131Y-5490J09299 | HVAC - PACKAGE UNIT | 60000 |  | 1990-01-01 | 34 | 15 | no
DHLNGAXA | PAC04-AMANA-PTH15335G-9104125255 | HVAC - PACKAGE UNIT | [5 empty] | no
DHLNGAXA | PAC05-LENNOX-CHP16-1353-4Y-5690L009 | HVAC - PACKAGE UNIT | [5 empty] | no
DHLNGAXA | PAC06-LENNOX-CHA16-1853-1Y-5690G01479 | HVAC - PACKAGE UNIT | [5 empty] | no
DHLNGAXA | CND02-TRANE-TTA12043DAA01A-20512353YA | HVAC - CONDENSER UNIT | 120000 |  | 2021-03-26 |  |  | no
DHLNGAXA | PAC07-TRANE-PTHF1501HAA-191200119X | HVAC - PACKAGE UNIT | 180000 |  |  |  |  | no
DHLNGAXA | PAC08-SINGER-UnkModel-UnkSerial | HVAC - PACKAGE UNIT | [5 empty] | no
DHLNGAXA | CND01-AMERICANSTANDARD-5A6C4060A3000AA-25235175HF | HVAC - CONDENSER UNIT | 60000 |  | 2025-08-01 |  |  | no
DHLNGAXA | AHU01-TRANE-5TEM4D07AC51SAA-24495P5T3V | HVAC - AIR HANDLING UNIT | 60000 |  | 2025-08-01 |  |  | no
DLHRTXXA | WAC01-BARD-49WAB09N-064N9207588301 | HVAC - AC WALL UNIT | 49000 |  | 1992-01-01 | 32 | 15 | no
DLHRTXXA | WAC02-BARD-49WAB09N-064N9207588311 | HVAC - AC WALL UNIT | 49000 |  | 1992-01-01 | 32 | 15 | no
DLHRTXXA | WAC03-BARD-49WAB09N-064K9207398701 | HVAC - AC WALL UNIT | 49000 |  | 1992-01-01 | 32 | 15 | no
DLHRTXXA | WAC04-BARD-49WAB09N-064K9207398691 | HVAC - AC WALL UNIT | 49000 |  | 1992-01-01 | 32 | 15 | no
DLHRTXXA | WAC05-TRANE-TTA0909A300BA-H14198132 | HVAC - AC WALL UNIT | 90000 |  | 2014-01-01 | 10 | 15 | yes
DLRKARXA | GEN01-KOHLER-COM6QS2-67015 | GENERATOR PM |  | 6 |  |  |  | no | FIXED | LP Gas | 577.12
DLRKARXA | WAC01-BARD-W36A2A10-309F16332522402 | HVAC - AC WALL UNIT | 36000 |  | 2016-06-01 | 8 | 15 | yes
DLRKARXA | WAC02-BARD-W36A2A10-309F16332523002 | HVAC - AC WALL UNIT | 36000 |  | 2016-06-01 | 8 | 15 | yes
DLTNGAXD | GEN01-DMT-06A0313841-CL95725 | GENERATOR PM |  | 150 |  |  |  | no | FIXED | Diesel
DLTNGAXD | AHU01-CARRIER-40RR024530-W883370 | HVAC - AIR HANDLING UNIT | [5 empty] | no
DLTNGAXD | AHU02-AROCOAIRE-FX4DNF061LOOECAA-2219F01519 | HVAC - AIR HANDLING UNIT | [5 empty] | no
DLTNGAXD | AHU03-CARRIER-40RUAA25A5AOAOA-3321U23997 | HVAC - AIR HANDLING UNIT | 20000 |  |  |  |  | no
DLTNGAXD | CND01-AROAIRE-24ABB360A520-1119E08669 | HVAC - CONDENSER UNIT | [5 empty] | no
DLTNGAXD | CND02-CARRIER-38AUZB12AOM5AOAO-4121C90372 | HVAC - CONDENSER UNIT | [5 empty] | no
DLTNGAXD | CND03-CARRIER-38AUZB12AOM5AOAO-4121C90373 | HVAC - CONDENSER UNIT | [5 empty] | no
DLTNGAXD | GEN01-KOHLER-100RE0ZJFCPI-3346GMNK0022 | GENERATOR PM |  | 100 | 2025-10-17 |  |  | no | FIXED | DIESEL
DMMTTXXA | GEN02-CUMMINS-80DSFAE-D160948025 | GENERATOR PM |  | 150 | 2016-04-01 | 8 | 25 | yes | FIXED | DIESEL | 58.3
DMMTTXXA | AHU01-TRANE-TWH036B140A1-G32358529 | HVAC - AIR HANDLING UNIT | 36000 |  | 1992-01-01 | 32 | 15 | no
DMMTTXXA | CND01-TRANE-4TTA3060D3000CA-14241KJR4F | HVAC - CONDENSER UNIT | 60000 |  | 2014-06-01 | 10 | 15 | yes
DMMTTXXA | AHU02-LENNOX-G81165V2-5877F07129 | HVAC - AIR HANDLING UNIT | 90000 |  | 1977-06-01 | 47 | 15 | no
DMMTTXXA | CND02-LENNOX-HS290903Y-5608A08757 | HVAC - CONDENSER UNIT | 90000 |  | 2008-01-01 | 16 | 15 | no
DMMTTXXA | AHU03-TRANE-TUD1C100A9H51BB-14101JHC1G | HVAC - AIR HANDLING UNIT | 100000 |  | 2014-03-01 | 10 | 15 | yes
DMMTTXXA | CND03-TRANE-TWR036C100A0-G16291426 | HVAC - CONDENSER UNIT | 36000 |  | 2016-01-01 | 8 | 15 | yes
DMMTTXXA | WAC01-BARD-W48A1A00-321N102756951 | HVAC - AC WALL UNIT | 48000 |  | 2010-01-01 | 14 | 15 | yes
DMMTTXXA | WAC02-BARD-W60A1A00-324P11286639902 | HVAC - AC WALL UNIT | 60000 |  | 2010-01-01 | 14 | 15 | yes
DMMTTXXA | AHU04-TAM4A0C60551EDA-17322LK91V | HVAC - AIR HANDLING UNIT | 60000 |  | 2017-01-01 | 7 | 15 | yes
DMMTTXXA | CND04-TRANE-4TTA4060A3000AA-18293KCX5F | HVAC - CONDENSER UNIT | 6000 |  | 2018-01-01 | 6 | 15 | yes
DMMTTXXA | AHU04-TRANE-TAM4A0C60551EDA-17322LK91V | HVAC - AIR HANDLING UNIT | 60000 |  | 2018-01-01 |  |  | no
DNSNIAXO | GEN01-KOHLER-80ROZ281-18200181 | GENERATOR PM |  | 80 |  |  |  | no | FIXED | DIESEL
DNSNIAXO | GEN02-ONAN-300EM15R20044M-B830650072 | GENERATOR PM |  | 45 | 1983-02-01 | 41 | 25 | no | PORTABLE | LP | 1165
DNSNIAXO | AHU01-YORK-GY95100C16UP11H-WOM5381183 | HVAC - AIR HANDLING UNIT | [5 empty] | no
DNSNIAXO | WAC01-YORK-GY95100C16UP11H-WOM5381190 | HVAC - AC WALL UNIT | 18000 |  |  |  |  | no
DNSNIAXO | AHU03-TRANE-TEMAOC485415AA-13145PJJBV | HVAC - AIR HANDLING UNIT | 48000 |  |  |  |  | no
DNSNIAXO | AHU04-TRANE-TEMA0C485415AA-13134UHHBV | HVAC - AIR HANDLING UNIT | 48000 |  | 2013-03-01 | 11 | 15 | yes
DNSNIAXO | WAC02-YORK-HIRD030506G-WOD5850120 | HVAC - AC WALL UNIT | 24000 |  |  |  |  | no
DNSNIAXO | CND01-TRANE-4TTR3048D1000AB-14215TU93F | HVAC - CONDENSER UNIT | [5 empty] | no
DNSNIAXO | WAC03-YORK-GY95100C16UP11H-WOM5381183 | HVAC - AC WALL UNIT | [5 empty] | no
DNSNIAXO | WAC04-YORK-HIRD030506G-WOD5850110 | HVAC - AC WALL UNIT | [5 empty] | no
DNSNIAXO | CND02-TRANE-4TTR3048D1000AB-14215TSJ3F | HVAC - CONDENSER UNIT | [5 empty] | no
DNSNIAXO | GEN01-KOHLER-80ROZ281-176981 | GENERATOR PM |  | 80 |  |  |  | no | FIXED | DIESEL | 701.8
DNSNIAXO | WAC04-YORK-HIRD030506G-WOD5850119 | HVAC - AC WALL UNIT | [5 empty] | no
DNVLGAXA | CND01-LENNOX-HS2906013Y-5808D47109 | HVAC - CONDENSER UNIT | 60000 |  | 2008-04-01 | 16 | 15 | no
DNVLGAXA | AHU01-LENNOX-CB26UH060-8007C28798 | HVAC - AIR HANDLING UNIT | 60000 |  | 2007-03-01 | 17 | 15 | no
DNVLGAXA | AHU02-LENNOX-FB4CNP060-2014AB3203 | HVAC - AIR HANDLING UNIT | 60000 |  | 2014-01-01 | 10 | 15 | yes
DNVLGAXA | CND03-TRANE-2A6C3060A3000AA-82554422F | HVAC - CONDENSER UNIT | 60000 |  |  |  |  | no
DNVLGAXA | GEN01-DETROIT DIESEL-10437305-4A267300 | GENERATOR PM |  | 100 | 1980-01-01 | 44 | 25 | no | FIXED | DIESEL | 540
DNVLGAXA | AHU05-TRANE-TWE060013080-P125LDF1V | HVAC - AIR HANDLING UNIT | 60000 |  | 2017-04-01 | 7 | 15 | yes
DNVLGAXA | CND05-TRANE-TWA060D300A0-P5115DW1F | HVAC - CONDENSER UNIT | 60000 |  | 2017-04-01 | 7 | 15 | yes
DNVLGAXA | AHU01-TRANE-5TEM4D07AC51SAA-24475SER3V | HVAC - AIR HANDLING UNIT | 60000 |  | 2025-08-26 |  |  | no
DNVLGAXA | CND01-TRANE-5TTA4060A3000AA-25264104KF | HVAC - CONDENSER UNIT | 60000 |  | 2025-08-26 |  |  | no
DUMSTXXA | AHU01-LENNOX-G400HG0G11016-5909A13033 | HVAC - AIR HANDLING UNIT | 60000 |  | 2009-01-01 | 15 | 15 | no
DUMSTXXA | CND01-LENNOX-13ACX06023010-1909C09960 | HVAC - CONDENSER UNIT | 60000 |  | 2009-03-01 | 15 | 15 | no
DUMSTXXA | CND02-LENNOX-13GCSXA601102501A-1608H05757 | HVAC - CONDENSER UNIT | 60000 |  | 2008-08-01 | 16 | 15 | no
DUMSTXXA | CND03-LENNOX-13GCSXA601102501A-1609A13141 | HVAC - CONDENSER UNIT | 60000 |  | 2009-01-01 | 15 | 15 | no
DUMSTXXA | CND04-LENNOX-13GCSXA360902301A-16091313904 | HVAC - CONDENSER UNIT | 36000 |  | 2009-01-01 | 15 | 15 | no
DUMSTXXA | CND05-LENNOX-13GCSXA481102301A-1609A18064 | HVAC - CONDENSER UNIT | 48000 |  | 2009-01-01 | 15 | 15 | no
DUMSTXXA | CND06-LENNOX-13GCSXA481102301A-1609C05106 | HVAC - CONDENSER UNIT | 48000 |  | 2009-03-01 | 15 | 15 | no
DUMSTXXA | AHU06-LENNOX-CX3449C6F1-6009C02627 | HVAC - AIR HANDLING UNIT | 60000 |  |  |  |  | no
DUMSTXXA | CND02-TRANE-TTA240B300BD-N1345U5AH | HVAC - CONDENSER UNIT | 240000 |  | 1998-01-01 | 26 | 15 | no
DUMSTXXA | AHU02-TRANE-TWE240B300CA-N145MBA6H | HVAC - AIR HANDLING UNIT | 240000 |  | 1998-01-01 | 26 | 15 | no
DUMSTXXA | CND03-TRANE-TTA120B300BC-N151JLTAH | HVAC - CONDENSER UNIT | 120000 |  | 1998-01-01 | 26 | 15 | no
DUMSTXXA | AHU03-TRANE-TWE120B300CA-N145YTT5H | HVAC - AIR HANDLING UNIT | 120000 |  | 1998-01-01 | 26 | 15 | no
DUMSTXXA | CND04-TRANE-TTA120B300BC-N15109DAH | HVAC - CONDENSER UNIT | 120000 |  | 1998-01-01 | 26 | 15 | no
DUMSTXXA | AHU04-TRANE-TWE120B300CA-N152PT45H | HVAC - AIR HANDLING UNIT | 120000 |  | 1998-01-01 | 26 | 15 | no
DUMSTXXA | AHU01-TRANE-TWE240E300BB-171240KLWA | HVAC - AIR HANDLING UNIT | 240000 |  | 2017-03-01 | 7 | 15 | yes
DUMSTXXA | CND01-TRANE-TTA240H300A-17122WUCTA | HVAC - CONDENSER UNIT | 240000 |  | 2017-03-01 | 7 | 15 | yes
DUMSTXXA | AHU05-TRANE-TWE240B300AC-N148YW36H | HVAC - AIR HANDLING UNIT | 240000 |  | 1998-04-01 | 26 | 15 | no
DUMSTXXA | AHU06-TRANE-TWE240B300CA-N145MBA611 | HVAC - AIR HANDLING UNIT | 240000 |  | 1998-04-01 | 26 | 15 | no
DUMSTXXA | AHU07-TRANE-TWE240E300BB-16421YA2WA | HVAC - AIR HANDLING UNIT | 240000 |  | 2016-10-01 | 8 | 15 | yes
DUMSTXXA | AHU08-TRANE-TWE240E300BB-16415LGPWA | HVAC - AIR HANDLING UNIT | 240000 |  | 2016-10-01 | 8 | 15 | yes
DUMSTXXA | CND05-TRANE-TTA240B300BD-N1357W5AH | HVAC - CONDENSER UNIT | 240000 |  | 1998-03-01 | 26 | 15 | no
DUMSTXXA | CND06-TRANE-TTA240300AA-16275KHXTA | HVAC - CONDENSER UNIT | 240000 |  | 2016-07-01 | 8 | 15 | yes
DUMSTXXA | CND07-TRANE-TTA240E300AA-162150M0TA | HVAC - CONDENSER UNIT | 240000 |  | 2016-05-01 | 8 | 15 | yes
DUMSTXXA | GEN02-CUMMINS-DSGAC1701046-B170151512 | GENERATOR PM |  | 150 | 2017-02-01 | 7 | 25 | yes | FIXED | DIESEL | 198.6
DUMSTXXA | AHU09-TRANE-TWE24043BAA-19173697WA | HVAC - AIR HANDLING UNIT | 240000 |  | 2019-01-01 | 5 | 15 | yes
DUMSTXXA | CND08-TRANE-TTA24043DAB0D-19193348TA | HVAC - CONDENSER UNIT | 240000 |  | 2019-01-01 | 5 | 15 | yes
DUMSTXXA | CND09-TRANE-TTA120H300AA-160335KRYA | HVAC - CONDENSER UNIT | 120000 |  | 2016-01-01 | 8 | 15 | yes
DUMSTXXA | AHU02-TRANE-TWE24043BAA00AA0- 19173697WA | HVAC - AIR HANDLING UNIT | [5 empty] | no
DWSNGAXA | AHU02-CARRIER-40RUQA08A2A6A0A0A0-5110U38462 | HVAC - AIR HANDLING UNIT | 90000 |  | 2010-12-01 | 13 | 15 | yes
DWSNGAXA | CND01-CARRIER-38AUZA08A0G5A0A0A0-3410G50077 | HVAC - CONDENSER UNIT | 90000 |  | 2010-08-01 | 14 | 15 | yes
DWSNGAXA | AHU01-TRANE-TWE090D300AA-10424LLTBA | HVAC - AIR HANDLING UNIT | 90000 |  | 2010-10-01 | 14 | 15 | yes
DWSNGAXA | GEN01-FGWilson-P65E-52225B002 | GENERATOR PM |  | 60 |  |  |  | no | FIXED | Diesel | 593
DWSNGAXA | WAC01-BARD-WA602B0ZXXXXXI-154D08248723802 | HVAC - AC WALL UNIT | 60000 |  | 2008-04-01 | 16 | 15 | no
DWSNGAXA | AHU03-CARRIER-UnkModel-UnkSerial | HVAC - AIR HANDLING UNIT | [5 empty] | no
DWSNGAXA | AHU04-AMERICAN STANDARD-TWE090A300DA-3124XTW5H | HVAC - AIR HANDLING UNIT | 90000 |  | 2003-03-01 | 21 | 15 | no
DWSNGAXA | CND03-CARRIER-UnkModel-UnkSerial | HVAC - CONDENSER UNIT | [5 empty] | no
DWSNGAXA | WAC02-BARD-W70A2B0ZXXXXE-404J15325221502 | HVAC - AC WALL UNIT | [5 empty] | no
DWSNGAXA | CND02-AMERICANSTANDARD-TWA09043AAA01AS-21481386YA | HVAC - CONDENSER UNIT | [5 empty] | no
DWSNGAXA | AHU05-AMERICANSTANDARD-TWE09043AAA07A-21331248BA1000 | HVAC - AIR HANDLING UNIT | [5 empty] | no
DYVLIAXO | GEN01-KOHLER-60ROZ01-108045Spec#17584A2355 | GENERATOR PM |  | 60 |  |  |  | no | FIXED | DIESEL | 660.3
DYVLIAXO | WAC01-BARD-WA301A05BXXXXJ-132D11614999 | HVAC - AC WALL UNIT | 60000 |  | 2011-04-01 | 13 | 15 | yes
DYVLIAXO | WAC02-BARD-WA241B06BXXXXJ-141H1010651 | HVAC - AC WALL UNIT | 60000 |  | 2010-08-01 | 14 | 15 | yes
DYVLIAXO | CND04-LENNOX-HS252611P-5896C31272 | HVAC - CONDENSER UNIT | 60000 |  | 1996-03-01 | 28 | 15 | no
DYVLIAXO | AHU02-LENNOX-CB29M411P-5800B51161 | HVAC - AIR HANDLING UNIT | 36000 |  | 2000-02-01 | 24 | 15 | no
DYVLIAXO | CND02-GOODMAN-GSC130363AF-0901715920 | HVAC - CONDENSER UNIT | 60000 |  | 2001-01-01 | 23 | 15 | no
DYVLIAXO | CND03-LENNOX-HS254131Y-5896G05656 | HVAC - CONDENSER UNIT | 60000 |  | 1996-07-01 | 28 | 15 | no
DYVLIAXO | AHU07-LENNOX-G14Q48019-5889G03884 | HVAC - AIR HANDLING UNIT | 60000 |  | 1989-07-01 | 35 | 15 | no
DYVLIAXO | CND05-LENNOX-TSA090S4SN1Y-5615D04889 | HVAC - CONDENSER UNIT | 84000 |  | 2015-04-01 | 9 | 15 | yes
DYVLIAXO | AHU01-MAGIC AIR-90120BMWBMX-960874228 | HVAC - AIR HANDLING UNIT | 60000 |  |  |  |  | no
DYVLIAXO | CND01-MAGIC AIR-90120BMWBMX-9060874227 | HVAC - CONDENSER UNIT | 60000 |  |  |  |  | no
DYVLIAXO | CND06-LENNOX-TSA090S4SN1Y-5615D04890 | HVAC - CONDENSER UNIT | 60000 |  | 2015-04-01 |  |  | no
DYVLIAXO | AHU02-GOODMEN-ARUF37C14AD-2201144067 | HVAC - AIR HANDLING UNIT | 60000 |  | 2022-05-19 |  |  | no
EDWDIAXO | WAC01-CLIMATETEL-CT60FP0315-083392 | HVAC - AC WALL UNIT | 60000 |  |  |  |  | no
EDWDIAXO | WAC02-CLIMATETEL-CT60FP0315-083492 | HVAC - AC WINDOW UNIT | 60000 |  |  |  |  | no
EDWDIAXO | WAC03-CLIMATETEL-CT40FP0315-083292 | HVAC - AC WALL UNIT | 40000 |  |  |  |  | no
EDWDIAXO | WAC03-CLIMATETEL-CT40FP0315-083493 | HVAC - AC WALL UNIT | 40000 |  |  |  |  | no
ELYROHXA | GEN01-MARATHON-680FDC41FD W-7N966834514 | GENERATOR PM |  | 380 |  |  |  | no | FIXED | Diesel | 1373.7
ELYROHXA | AHU02-LIEBERT-UH125AC01-PDQAAUH125AC01 | HVAC - AIR HANDLING UNIT | 120000 |  |  |  |  | no
ELYROHXA | AHU03-LIEBERT-VS07OADCDE1712A-C12H8E0142 | HVAC - AIR HANDLING UNIT | 240000 |  | 2012-01-01 | 12 | 15 | yes
ELYROHXA | AHU04-LIEBERT-CU43A-PDQAAQU043A35 | HVAC - AIR HANDLING UNIT | 36000 |  |  |  |  | no
ELYROHXA | CND01-LIEBERT-CDF130Y-85070022 | HVAC - CONDENSER UNIT | [5 empty] | no
ELYROHXA | CND02-LIEBERT-CDF130Y-85080135 | HVAC - CONDENSER UNIT | [5 empty] | no
ELYROHXA | CND03-LIEBERT-TCDV308Y-C12J4F3992 | HVAC - CONDENSER UNIT |  |  | 2012-01-01 | 12 | 15 | yes
ELYROHXA | CND04-LIEBERT-CSF086P-85070452 | HVAC - CONDENSER UNIT | [5 empty] | no
ELYROHXA | AHU08-TRANE-RAS83F-C79D24260 | HVAC - AIR HANDLING UNIT |  |  | 1979-03-01 | 45 | 15 | no
ELYROHXA | AHU01-LIEBERT-VS035ADC1EI99DS | HVAC - AIR HANDLING UNIT | 120000 |  |  |  |  | no
ELYROHXA | CND05-LIEBERT-MCS056e8YDk006 | HVAC - CONDENSER UNIT | [5 empty] | no
ELYROHXA | AHU07-CARRIER-38MGRQ48E2-0520V31531 | HVAC - AIR HANDLING UNIT | [5 empty] | no
ELYROHXA | AHU05-CARRIER-40MBCQ02XXX2-5219V17480 | HVAC - AIR HANDLING UNIT | [5 empty] | no
ELYROHXA | AHU06-CARRIER-40MBCQ02XXX2-5219V17482 | HVAC - AIR HANDLING UNIT | [5 empty] | no
ELYROHXA | CND08-CARRIER-30RAP0405DC0G100-4320Q69279 | HVAC - CONDENSER UNIT | 120000 |  |  |  |  | no
ELYROHXA | AHU02-LIEBERT-UH125AC01-PDQAAUH125C01 | HVAC - AIR HANDLING UNIT | 120000 |  |  |  |  | no
ELYROHXA | RTU01-TRANE-SLHFF30ECG10D1B00-C09E14432 | HVAC - ROOF TOP UNIT |  |  | 2009-03-01 |  |  | no
ELYROHXA | RTU02-TRANE-SLHA3006LB10E54D-B4B00149 | HVAC - ROOF TOP UNIT | 36000 |  |  |  |  | no
ELYROHXA | CND05-LIEBERT-MCS056e8YDk075-Y18KAX0039 | HVAC - CONDENSER UNIT | [5 empty] | no
ELYROHXA | AHU09-LIEBERT-VS035ADC0-N18K8E0071 | HVAC - AIR HANDLING UNIT | [5 empty] | no
ELYROHXB | GEN01-Marathon-440FDR7010CCW-KF938976127 | GENERATOR PM |  | 135 | 1980-01-01 | 44 | 25 | no | FIXED | Diesel | 4833.6
ELYROHXB | UH01-QMARK-MUH0521MG-UnkSerial | HVAC - UNIT HEATER | [5 empty] | no
ELYROHXB | AHU03-LIEBERT-VS035ADC0E1346A-N19K8E0093 | HVAC - AIR HANDLING UNIT | [5 empty] | no
ELYROHXB | CND03-LIEBERT-MCS056E8YDA340-Y19KAX0095 | HVAC - CONDENSER UNIT | [5 empty] | no
ELYROHXB | AHU04-LIEBERT-VH199ACAB-910680001 | HVAC - AIR HANDLING UNIT | [5 empty] | no
ELYROHXB | CND04-LIEBERT-DCDF2054-0642C91336 | HVAC - CONDENSER UNIT | [5 empty] | no
ELYROHXD | GEN01-Caterpillar-SR44W8971-6JA01048 | GENERATOR PM |  | 150 |  |  |  | no | FIXED | Diesel | 814
ELYROHXD | AHU01-LIEBERT-UH075AC00-199191001 | HVAC - AIR HANDLING UNIT | 72000 |  |  |  |  | no
ELYROHXD | CND01-LIEBERT-CDF104L9-93080336 | HVAC - CONDENSER UNIT | [5 empty] | no
ELYROHXD | AHU02-TRANE-BWE090C400FA-545172225 | HVAC - AIR HANDLING UNIT | [5 empty] | no
ELYROHXD | CND03-GOODMAN-CTS0903-9204097494 | HVAC - CONDENSER UNIT | [5 empty] | no
ELYROHXD | AHU03-BRYANT-524JFZ07A000-2216U24863 | HVAC - AIR HANDLING UNIT | [5 empty] | no
ELYROHXD | CND02-BRYANT-569JP07A-1513C92907 | HVAC - CONDENSER UNIT | [5 empty] | no
ELYROHXE | GEN01-MARATHON-440FDR7110JJW-PL317258302 | GENERATOR PM |  | 125 |  |  |  | no | FIXED | Diesel | 206.5
ELYROHXE | AHU01-LIEBERT-WH125ACAES-543819001 | HVAC - AIR HANDLING UNIT | 120000 |  | 2003-01-01 | 21 | 15 | no
ELYROHXE | CND01-LIEBERT-DCDF165lY-0308C61952 | HVAC - CONDENSER UNIT |  |  | 2003-01-01 | 21 | 15 | no
ELYROHXE | CND02-CARRIER-090C024400-5484796 | HVAC - CONDENSER UNIT |  |  | 1991-01-01 | 33 | 15 | no
ELYROHXE | AHU03-CARRIER-CAELHEAT022A00-2318U19428 | HVAC - AIR HANDLING UNIT | 180000 |  | 2018-10-03 | 6 | 15 | yes
ELYROHXE | CND03-CARRIER-38UDA16A0A5-0A0A0-1518P31818 | HVAC - CONDENSER UNIT | 180000 |  | 2018-10-03 | 6 | 15 | yes
ELYROHXE | AHU02-CARRIER-5409052-50BB016520 | HVAC - AIR HANDLING UNIT | [5 empty] | no
EMBGIAXP | GEN01-KOHLER-150ROZ281-183183Spec#13440181 | GENERATOR PM |  | 150 |  |  |  | no | FIXED | DIESEL | 72.06
EMBGIAXP | AHU01-LIEBERT-FH199AUC00-110574A | HVAC - AIR HANDLING UNIT | 180000 |  |  |  |  | no
EMBGIAXP | CND01-LIEBERT-CDL216V-86060385 | HVAC - CONDENSER UNIT | [5 empty] | no
EMBGIAXP | AHU02-LIEBERT-FH199AUC00-110574B | HVAC - AIR HANDLING UNIT | 180000 |  |  |  |  | no
EMBGIAXP | CND02-LIEBERT-CDL216V-86060385 | HVAC - CONDENSER UNIT | [5 empty] | no
EMBGIAXP | AHU03-SANYO-SAP121K-378043 | HVAC - AIR HANDLING UNIT | [5 empty] | no
EMBGIAXP | CND03-SANYO-SAP121C-374443 | HVAC - CONDENSER UNIT | [5 empty] | no
EMBGIAXP | UH01-UnkMan-UnkModel-UnkSerial | HVAC - UNIT HEATER | [5 empty] | no
EMBGIAXP | UH02-UnkMan-UnkModel-UnkSerial | HVAC - UNIT HEATER | [5 empty] | no
EVRSKYXA | GEN02-CUMMINS-GGPC1510846-F150839894 | GENERATOR PM |  | 50 | 2015-02-18 | 9 | 25 | yes | FIXED | DIESEL | 66
EVRSKYXA | AHU01-CARRIER-FB4BNF060-2203A73149 | HVAC - AIR HANDLING UNIT | 60000 |  | 2003-06-01 | 21 | 15 | no
EVRSKYXA | CND01-CARRIER- 38YKC0600330-1903E40482 | HVAC - CONDENSER UNIT |  |  | 2003-05-01 | 21 | 15 | no
EVRSKYXA | WAC02-EUBANK-V460B00A1-ID38395 | HVAC - AC WALL UNIT | 60000 |  | 2014-01-01 | 10 | 15 | yes
EVRSKYXA | WAC01-EUBANK-AVPA36ACA000N7UA5EUB100-JJF17050301 | HVAC - AC WALL UNIT | 36000 |  | 2019-10-01 | 5 | 15 | yes
FLTNGAXA | GEN01-Kohler-125REOZJB-2026005 | GENERATOR PM |  | 125 | 2004-12-01 | 19 | 25 | yes | FIXED | Diesel | 539.7
FLTNGAXA | AHU02-AMERICANSTANDARD-TWE090A300DA-164243A9BA | HVAC - AIR HANDLING UNIT | 48000 |  | 1997-07-01 | 27 | 15 | no
FLTNGAXA | CND01-TRANE-TTA090A300EA-16483KS3YA | HVAC - CONDENSER UNIT | 90000 |  | 2017-04-01 | 7 | 15 | yes
FLTNGAXA | PAC03-CARRIER-50KCQA06A2A50A0A0-0818C79023 | HVAC - PACKAGE UNIT | 60000 |  | 2018-04-27 | 6 | 15 | yes
FLTNGAXA | PAC01-CARRIER-50TCA07A2A5A0A0A0-4415C76343 | HVAC - PACKAGE UNIT | [5 empty] | no
FMBGKYXA | GEN01-CATERPILLAR-SC434A-G87646 | GENERATOR PM |  | 150 |  |  |  | no | FIXED | Diesel | 2019
FMBGKYXA | AHU01-LIEBERT-BU067A-CAEI-420722-01 | HVAC - AIR HANDLING UNIT | 60000 |  | 2007-01-01 | 17 | 15 | no
FMBGKYXA | AHU02-CARRIER-40RUAA08A2A6-1413U12960 | HVAC - AIR HANDLING UNIT | 96000 |  | 2013-01-01 | 11 | 15 | yes
FMBGKYXA | AHU03-CARRIER-40RM-007B610HC-4000F36139 | HVAC - AIR HANDLING UNIT | 84000 |  | 2000-01-01 | 24 | 15 | no
FMBGKYXA | CND02-CARRIER-38AUZA08A0A5A-1-13C91779 | HVAC - CONDENSER UNIT | 60000 |  | 2000-01-01 | 24 | 15 | no
FMBGKYXA | AHU05-CARRIER-FK4CNB006000AG-BC00A68692 | HVAC - AIR HANDLING UNIT | 60000 |  | 2000-01-01 | 24 | 15 | no
FMBGKYXA | CND04-YORK-YCJD6054354A-W164891990 | HVAC - CONDENSER UNIT |  |  | 2014-07-12 |  |  | no
FMBGKYXA | AHU04-YORK-AHE60D3XH21B-WIM4255817 | HVAC - AIR HANDLING UNIT | 60000 |  | 2015-02-18 |  |  | no
FMBGKYXA | CND05-CARRIER-38BRC060-3000E01461 | HVAC - CONDENSER UNIT | 60000 |  | 2000-07-01 | 24 | 15 | no
FMBGKYXA | CND03-CARRIER-38AKS008-4000G00028 | HVAC - CONDENSER UNIT | 81600 |  | 2000-10-01 | 24 | 15 | no
FMBGKYXA | CND01-LIEBERT-CSE083LP-0042C39106 | HVAC - CONDENSER UNIT | [5 empty] | no
FMBGKYXA | AHU07-YORK-DCP36NWB21S-DIB1901565 | HVAC - AIR HANDLING UNIT | 36000 |  | 2020-08-21 | 4 | 15 | yes
FMBGKYXA | AHU06-YORK-AE48CX21D - WIH8115713 | HVAC - AIR HANDLING UNIT | [5 empty] | no
FMBGKYXA | CND06-YORK-YHE48B225A-WIA9505497 | HVAC - CONDENSER UNIT | 48000 |  |  |  |  | no
FMBGKYXA | CND07-YORK-DCP36CSB21S-D012001806 | HVAC - CONDENSER UNIT | [5 empty] | no
FMBGKYXA | AHU05-BRYANT-FJ4DNXD60L00-5024F06480 | HVAC - AIR HANDLING UNIT | 60000 |  | 2025-03-20 |  |  | no
FMBGKYXA | CND05-BRYANT-GH5SAN46000A-4824X48314 | HVAC - CONDENSER UNIT | 60000 |  | 2025-03-20 |  |  | no
FRCYIAXO | GEN01-KOHLER-100ROZJ01-257862Spec#18960101 | GENERATOR PM |  | 100 | 2011-01-01 | 13 | 25 | yes | FIXED | DIESEL | 484.1
FRDYARXA | GEN01-CUMMINS-80DGDAL-H880150943 | GENERATOR PM |  | 80 | 1988-08-01 | 36 | 25 | no | FIXED | Diesel | 431.9
FRDYARXA | AHU03-LENNOX-CB17135U1-5888K02846 | HVAC - AIR HANDLING UNIT | 120000 |  | 1988-10-01 | 36 | 15 | no
FRDYARXA | CND03-TRANE-2TTAO060A3000AA-35033063F | HVAC - CONDENSER UNIT | 60000 |  | 2003-12-01 | 20 | 15 | no
FRDYARXA | AHU02-RHEEM-R801PA10052MSA-W241606794 | HVAC - AIR HANDLING UNIT | 48000 |  | 2016-06-01 | 8 | 15 | yes
FRDYARXA | CND02-TRANE-4TTA03042D3000CA-141318YL3F | HVAC - CONDENSER UNIT | 42000 |  | 2014-03-01 | 10 | 15 | yes
FRDYARXA | AHU04-TRANE-TUE1B080A9481AE-15274XWN1G | HVAC - AIR HANDLING UNIT | 48000 |  | 2015-07-01 | 9 | 15 | yes
FRDYARXA | AHU05-CARRIER-585TA11014122-1713A17418 | HVAC - AIR HANDLING UNIT | 36000 |  | 2013-05-01 | 11 | 15 | yes
FRDYARXA | CND05-CARRIER-24ABB360A520-4612E12200 | HVAC - CONDENSER UNIT | 36000 |  | 2012-12-01 | 11 | 15 | yes
FRDYARXA | AHU01-RHEEM-R801PA10052MSA-W141417566 | HVAC - AIR HANDLING UNIT | 48000 |  | 2014-04-01 | 10 | 15 | yes
FRDYARXA | CND01-RHEEM-RAWL090CAZ-F281403444 | HVAC - CONDENSER UNIT | 90000 |  | 2014-07-01 | 10 | 15 | yes
FRDYARXA | AHU06-MITSUBISHI-MUY036NA-8003044T | HVAC - AIR HANDLING UNIT | [5 empty] | no
FRDYARXA | CND06-MITSUBISHI-MSYD36NA-9000764T | HVAC - CONDENSER UNIT | [5 empty] | no
FRFDIAXC | GEN01-KOHLER-135ROZJ81-603978 | GENERATOR PM |  | 135 | 1998-09-01 | 26 | 25 | no | FIXED | DIESEL | 206.8
FRFDIAXC | AHU01-CARRIER-39LD12AAâˆ’BKâˆ’BMNâˆ’19- 4702F91560 | HVAC - AIR HANDLING UNIT | 48000 |  |  |  |  | no
FRFDIAXC | AHU02-CARRIER-39LD12AAâˆ’BKâˆ’BMNâˆ’A9- 4702F91559 | HVAC - AIR HANDLING UNIT | 96000 |  |  |  |  | no
FRFDIAXC | AHU03-CARRIER-FB4ANF030000AFAA-4402A65064 | HVAC - AIR HANDLING UNIT | 30000 |  | 2002-11-01 | 21 | 15 | no
FRFDIAXC | CND02-CARRIER-38AR5008501-UnkSerial | HVAC - CONDENSER UNIT | 82000 |  |  |  |  | no
FRFDIAXC | AHU05-CARRIER-JYC090C00A2AAA5-UNKSERIAL | HVAC - AIR HANDLING UNIT | 42000 |  | 2021-03-03 | 3 | 15 | yes
FRFDIAXC | CND05-YORK-YC090C00A2AAA5-N2G0996896 | HVAC - CONDENSER UNIT | [5 empty] | no
FRFDIAXC | CND06-YORK-YC090C00A2AAA5-N1L9380263 | HVAC - CONDENSER UNIT | [5 empty] | no
FRVWOHXA | AHU01-CARRIER-FB4CNF030-231ZA73393 | HVAC - AIR HANDLING UNIT | 30000 |  | 2012-06-01 | 12 | 15 | yes
FRVWOHXA | CND01-CARRIER-24ABB330A330-5116E11077 | HVAC - CONDENSER UNIT |  |  | 2012-06-01 | 12 | 15 | yes
FRVWOHXA | AHU02-TRANE-TEM4A0660151SAA-17172JHF3V | HVAC - AIR HANDLING UNIT | 30000 |  | 2017-04-01 | 7 | 15 | yes
FRVWOHXA | CND02-TRANE-4A6H406061000AA-171628F52F | HVAC - CONDENSER UNIT | 60000 |  | 2017-04-01 | 7 | 15 | yes
FRVWOHXA | GEN01-CUMMINS-DSGAA1526789-J150887767 | GENERATOR PM |  | 100 | 2015-10-01 | 9 | 25 | yes | FIXED | Diesel | 250.2
FRVWOHXA | PAC01-BRYANT-559JJ06A000AZA0AAA-4715C77510 | HVAC - PACKAGE UNIT | 60000 |  | 2015-11-01 | 8 | 15 | yes
FRVWOHXA | RTU01-CARRIER-50KCA06A2A30A0A0-2717C50676 | HVAC - ROOF TOP UNIT | 60000 |  | 2017-12-20 |  |  | no
FRVWOHXA | RTU02-CARRIER-559JJ06A000-4515C76663 | HVAC - ROOF TOP UNIT | 60000 |  | 2017-12-20 |  |  | no
FTZGGAXA | AHU02-TRANE-TWE120A300EL-8045WJEBD | HVAC - AIR HANDLING UNIT | 120000 |  |  |  |  | no
FTZGGAXA | AHU05-TRANE-TWE120A300CL-9284RKPBD | HVAC - AIR HANDLING UNIT | 120000 |  | 2009-07-01 | 15 | 15 | no
FTZGGAXA | AHU04-LENNOX-CB17135U1-5489J00299 | HVAC - AIR HANDLING UNIT | 120000 |  |  |  |  | no
FTZGGAXA | AHU05-LENNOX-CB183141-UnkSerial | HVAC - AIR HANDLING UNIT | 30000 |  |  |  |  | no
FTZGGAXA | AHU07-TRANE-TWE090A300EL-5023W3TBD | HVAC - AIR HANDLING UNIT | 90000 |  |  |  |  | no
FTZGGAXA | CND11-TRANE-2TWA3060A30000AA-9195R3Y2F | HVAC - CONDENSER UNIT | 60000 |  | 2009-05-01 | 15 | 15 | no
FTZGGAXA | CND15-TRANE-TTA120A300FA-7453K8GAD | HVAC - CONDENSER UNIT | 120000 |  |  |  |  | no
FTZGGAXA | CND16-TRANE-TTA090A300FA-5041M7UAD | HVAC - CONDENSER UNIT | 90000 |  |  |  |  | no
FTZGGAXA | GEN01-CumminsOnan-CC434F-110307 | GENERATOR PM |  | 315 | 1990-01-01 | 34 | 25 | no | FIXED | Diesel | 1757.1
FTZGGAXA | AHU01-Trane-TWE120D100AATWE120-15232X4BBA | HVAC - AIR HANDLING UNIT | 120000 |  | 2016-01-01 | 8 | 15 | yes
FTZGGAXA | AHU02-Trane-TWE120D100AATWE120-15262NWJBA | HVAC - AIR HANDLING UNIT | 120000 |  | 2016-01-01 | 8 | 15 | yes
FTZGGAXA | CND01-Trane-TTA120G300AA-15435MLRYA | HVAC - CONDENSER UNIT | 120000 |  | 2016-01-01 | 8 | 15 | yes
FTZGGAXA | CDN11-Trane-TTA120G300AA-15454PUKYA | HVAC - CONDENSER UNIT | 36000 |  | 2016-01-01 | 8 | 15 | yes
FTZGGAXA | CND03-TRANE-2TWA3060A300AA-750354J4F | HVAC - CONDENSER UNIT | [5 empty] | no
FTZGGAXA | AHU08-TRANE-2TEC3F60B100-404241L2V | HVAC - AIR HANDLING UNIT | [5 empty] | no
FTZGGAXA | AHU09-TRANE-TWE120A300CL-9284RKPBD | HVAC - AIR HANDLING UNIT | [5 empty] | no
FTZGGAXA | AHU10-LENNOX-UnkModel-CB183141 | HVAC - AIR HANDLING UNIT | [5 empty] | no
FTZGGAXA | CND02-TRANE-TTA12043CAA02BS01-23342935YA | HVAC - CONDENSER UNIT | 10 |  | 2023-10-30 | 0 | 15 | yes
FTZGGAXA | CND04-TRANE-TTA12043DAB00AE00000-18481407YA | HVAC - CONDENSER UNIT | 120000 |  | 2018-01-01 | 6 | 15 | yes
FTZGGAXA | AHU03-TRANE-TWE15043BAA02A000-19431128WA | HVAC - AIR HANDLING UNIT | [5 empty] | no
GENVOHXA | GEN01-Cummins-DSHAB5099137-G100139659 | GENERATOR PM |  | 190 | 2010-07-01 | 14 | 25 | yes | FIXED | Diesel | 322.8
GENVOHXA | CND03-LENNOX-HS2606028-5801F34792 | HVAC - CONDENSER UNIT |  |  | 2001-06-01 | 23 | 15 | no
GENVOHXA | CND04-LENNOX-HS19261U3P-5191K08207 | HVAC - CONDENSER UNIT |  |  | 1991-10-01 | 33 | 15 | no
GENVOHXA | CND05-TRANE-RAU6256A-78A15021 | HVAC - CONDENSER UNIT | [5 empty] | no
GENVOHXA | AHU04-TRANE-M10-KO1F187020 | HVAC - AIR HANDLING UNIT |  |  | 2001-06-01 | 23 | 15 | no
GENVOHXA | AHU02-LENNOX-CB18213P-5191K2421 | HVAC - AIR HANDLING UNIT | 18000 |  | 1992-05-28 | 32 | 15 | no
GENVOHXA | AHU03-LENNOX-HS19653Y2Y-5191E00753 | HVAC - AIR HANDLING UNIT |  |  | 1991-01-01 | 33 | 15 | no
GENVOHXA | AHU05-LIEBERT-D0440-H73578 | HVAC - AIR HANDLING UNIT | [5 empty] | no
GENVOHXA | AHU06-LENNOX-A6260602Y-5801F34792 | HVAC - AIR HANDLING UNIT |  |  | 2001-06-01 | 23 | 15 | no
GENVOHXA | CND01-BRYANT-569JP12D000A00A0AA-0615C91926 | HVAC - CONDENSER UNIT | [5 empty] | no
GENVOHXA | AHU01-BRYANT-524JE12A000A20AAA-2415U13661 | HVAC - AIR HANDLING UNIT | [5 empty] | no
GENVOHXA | PAC01-CARRRIER-50DDG16400-A398991 | HVAC - PACKAGE UNIT | [5 empty] | no
GNBRARXA | GEN01-KOHLER-150ROZJ-691569 | GENERATOR PM |  | 150 | 2000-01-01 | 24 | 25 | yes | FIXED | Diesel | 877.3
GNBRARXA | WAC01-BARD-W60A1B0ZX9XXXJ-325F11280270502 | HVAC - AC WALL UNIT | 60000 |  | 2011-06-01 | 13 | 15 | yes
GNBRARXA | WAC02-BARD-W60AAB15YPXXXJ-416N17349966302 | HVAC - AC WALL UNIT | 60000 |  | 2017-10-01 | 7 | 15 | yes
GNBRARXA | RTU04-LENNOX-KGA090S4BM3Y-5613D01514 | HVAC - ROOF TOP UNIT | 90000 |  | 2013-04-01 |  |  | no
GNBRARXA | RTU02-LENNOX-KGA07254BM1Y-5611J08187 | HVAC - ROOF TOP UNIT | 72000 |  |  |  |  | no
GNBRARXA | RTU03-LENNOX-KGA09054BM3Y-5613C01424 | HVAC - ROOF TOP UNIT | 90000 |  | 2013-03-01 |  |  | no
GNBRARXA | RTU05-RHEEM-RKPNA060CK10E-F171800608 | HVAC - ROOF TOP UNIT | 60000 |  |  |  |  | no
GNUPKYXA | GEN01-GENERAC-93A04666S-2010455 | GENERATOR PM |  | 100 |  |  |  | no | FIXED | Diesel | 482.9
GNUPKYXA | CND01-CARRIER-38AUZA08A0A50A0A0-0616C92942 | HVAC - CONDENSER UNIT | 90000 |  | 2016-02-01 | 8 | 15 | yes
GNUPKYXA | AHU01-CARRIER-40RUAA08A2A6-1515U10831 | HVAC - AIR HANDLING UNIT | 90000 |  | 2015-04-01 | 9 | 15 | yes
GNUPKYXA | AHU02-CARRIER-40RM008B611-2109U09925 | HVAC - AIR HANDLING UNIT | 90000 |  | 2009-06-01 | 15 | 15 | no
GNUPKYXA | CND02-CARRIER-38ARZ008511-2209G30125 | HVAC - CONDENSER UNIT | 90000 |  | 2009-06-01 | 15 | 15 | no
GNUPKYXA | AHU03-CARRIER-40RM008B611-2109U09924 | HVAC - AIR HANDLING UNIT | 90000 |  | 2009-06-01 | 15 | 15 | no
GNUPKYXA | CND03-CARRIER-38ARZ008511-2209G30121 | HVAC - CONDENSER UNIT | 90000 |  | 2009-06-01 | 15 | 15 | no
GNUPKYXA | WAC01-BARD-W60A2B0ZXPXXXJ-149M00153739902 | HVAC - AC WALL UNIT | 60000 |  | 2018-02-09 | 6 | 15 | yes
GNUPKYXA | WAC03-BARD-WA602A15XXXXJ-153H03182485502 | HVAC - AC WALL UNIT |  |  | 2021-11-02 | 2 | 15 | yes
GNUPKYXA | WAC02-BARD-W72AC-B15B-404N213920535-02 | HVAC - AC WALL UNIT | 72000 |  | 2022-06-02 | 2 | 15 | yes
GNUPKYXA | WAC04-BARD-W60A2B0ZXPXXXJ-325N17350409002 | HVAC - AC WALL UNIT | [5 empty] | no
GRNLIAXC | GEN01-KOHLER-200REOZBV-2004634Spec#GM24710 | GENERATOR PM |  | 100 | 2004-06-01 | 20 | 25 | yes | FIXED | DIESEL | 219.8
GRNLIAXC | AHU03-CARRIER-3060-7909Y | HVAC - AIR HANDLING UNIT | 24000 |  |  |  |  | no
GRNLIAXC | AHU04-LENNOX-CB30M311P-5801A33152 | HVAC - AIR HANDLING UNIT | 30000 |  | 2001-01-01 | 23 | 15 | no
GRNLIAXC | AHU02-CARRIER-40RUAA30A5A50A1A0-0915U09013 | HVAC - AIR HANDLING UNIT | 30000 |  | 2015-05-01 | 9 | 15 | yes
GRNLIAXC | AHU05-CARRIER-40RUAA30A5A50A1A0-2715U14690 | HVAC - AIR HANDLING UNIT | 30000 |  | 2015-07-01 | 9 | 15 | yes
GRNLIAXC | AHU06-CARRIER-40RUAA30A5A50A1A0-0915U09014 | HVAC - AIR HANDLING UNIT | 30000 |  | 2015-03-01 | 9 | 15 | yes
GRNLIAXC | CND02-CARRIER-38APD03054A18180-1315Q53152 | HVAC - CONDENSER UNIT | 30000 |  | 2015-03-01 | 9 | 15 | yes
GRNLIAXC | CND03-CARRIER-38APD03054A18180-1315Q53174 | HVAC - CONDENSER UNIT | 30000 |  | 2015-03-01 | 9 | 15 | yes
GRNLIAXC | CND04-CARRIER-38AD034520-X095806 | HVAC - CONDENSER UNIT | 30000 |  |  |  |  | no
GRNLIAXC | CND05-LENNOX-HS260302P-5801A41807 | HVAC - CONDENSER UNIT | 30000 |  | 2001-01-01 | 23 | 15 | no
GRNLIAXC | AHU07-LENNOX-CB29M512P-5804H6746 | HVAC - AIR HANDLING UNIT | 180000 |  |  |  |  | no
GRNLIAXC | CND07-LENNOX-HS260485P-5804H08451 | HVAC - CONDENSER UNIT | [5 empty] | no
GRNLIAXC | CND06-CARRIER-38APD03054A18180-1315Q54349 | HVAC - CONDENSER UNIT | [5 empty] | no
GRNLIAXC | AHU01-LENNOX-CBA25UH03623001-1520L10407 | HVAC - AIR HANDLING UNIT | 36000 |  | 2020-12-01 |  |  | no
GRNLIAXC | CND01-LENNOX-13ACXN03023024-1921B49963 | HVAC - CONDENSER UNIT | 36000 |  | 2021-02-01 |  |  | no
GRQYNCXA | PAC06-TRANE-TSC036A3ROA0C000000000000-203100368L | HVAC - PACKAGE UNIT | 36000 |  |  |  |  | no
GRQYNCXA | PAC04-TRANE-TSC090A3R0A0Y000000000000-321100428L | HVAC - PACKAGE UNIT | 90000 |  |  |  |  | no
GRQYNCXA | GEN01-CUMMINS ONAN-150DVE15R-K840735793 | GENERATOR PM |  | 150 | 1984-11-01 | 39 | 25 | no | FIXED | DIESEL | 15362
GRQYNCXA | PAC01-TRANE-TSC063G3R0A0000-161914900L | HVAC - PACKAGE UNIT | 60000 |  | 2016-06-01 | 8 | 15 | yes
GRQYNCXA | PAC02-CARRIER-50TCD08A2A50A0A0-2416P32337 | HVAC - PACKAGE UNIT | 90000 |  | 2016-06-01 | 8 | 15 | yes
GRQYNCXA | PAC03-TRANE-TSC060A3ROA0C000000000000-2111016607 | HVAC - PACKAGE UNIT | 60000 |  |  |  |  | no
GRQYNCXA | PAC05-TRANE-TSC06A3R0A0K00000000-211101655L | HVAC - PACKAGE UNIT | [5 empty] | no
GRVIOHXA | AHU01-Carrier-50BU012510-R892614 | HVAC - AIR HANDLING UNIT |  |  | 1988-04-01 | 36 | 15 | no
GRVIOHXA | CND01-CARRIER-9AB12114-2988X00612 | HVAC - CONDENSER UNIT |  |  | 1998-01-01 | 26 | 15 | no
GRVIOHXA | AHU02-GE-BGWE960C1C00-338241 | HVAC - AIR HANDLING UNIT |  |  | 1982-01-01 | 42 | 15 | no
GRVIOHXA | CND02-TRANE-TWA060A300A0-C091/1/208631 | HVAC - CONDENSER UNIT | 60000 |  | 1988-04-01 | 36 | 15 | no
GRVIOHXA | GEN02-CUMMINS-DSGAA1523-I150875775 | GENERATOR PM |  | 100 | 2015-10-15 | 8 | 25 | yes | FIXED | DIESEL | 166.8
GRVIOHXA | CND03-BRYANT-FB4CNP061-4819F03861 | HVAC - CONDENSER UNIT | 60000 |  | 2020-03-27 | 4 | 15 | yes
GRVIOHXA | AHU03-BRYANT- 214DPA060A-0320E23518 | HVAC - AIR HANDLING UNIT | [5 empty] | no
GRVIOHXA | AHU01-BRYANT- 214DPA060A-0320E23518 | HVAC - AIR HANDLING UNIT | [5 empty] | no
GRVIOHXA | AHU02-YORK-NS10C00CTBAA10-N2H0113719 | HVAC - AIR HANDLING UNIT | [5 empty] | no
GRVIOHXA | AHU02-YORK-NS-10C00CTBAA4-N2H0113719 | HVAC - AIR HANDLING UNIT |  |  | 2024-01-01 |  |  | no
GRVIOHXA | CND02-YORK-YC12OC00A2AAA6-N2B4159568 | HVAC - CONDENSER UNIT |  |  | 2024-01-01 |  |  | no
HDSNOHXA | GEN01-KOHLER-650REOZDB-2009925 | GENERATOR PM |  | 660 | 2004-01-01 | 20 | 25 | yes | FIXED | Diesel | 560.8
HDSNOHXA | AHU01-LIEBERT-UH175AC01-874983A | HVAC - AIR HANDLING UNIT | 176000 |  |  |  |  | no
HDSNOHXA | AHU02-LIEBERT-VS070ADCOF18715-C15B8E0021 | HVAC - AIR HANDLING UNIT | 240000 |  |  |  |  | no
HDSNOHXA | AHU03-LIEBERT-VS070ADCOF18715-C15B8F0017 | HVAC - AIR HANDLING UNIT | 240000 |  |  |  |  | no
HDSNOHXA | AHU04-LIEBERT-VH199AUCAFI-516703-001 | HVAC - AIR HANDLING UNIT | 180000 |  |  |  |  | no
HDSNOHXA | AHU05-LIEBERT-VS070ADCOF18715-C158BF0018 | HVAC - AIR HANDLING UNIT | 240000 |  |  |  |  | no
HDSNOHXA | CND01-LIEBERT-CSF0868-84120361 | HVAC - CONDENSER UNIT | [5 empty] | no
HDSNOHXA | CND02-LIEBERT-TCVD415Y-C15B4F3382 | HVAC - CONDENSER UNIT | [5 empty] | no
HDSNOHXA | CND03-LIEBERT-TCVD415Y-C15B4F3383 | HVAC - CONDENSER UNIT | [5 empty] | no
HDSNOHXA | CND04-LIEBERT-CDF1304-84120503 | HVAC - CONDENSER UNIT | [5 empty] | no
HDSNOHXA | CND05-LIEBERT-TCVD415Y-C15B43379 | HVAC - CONDENSER UNIT | [5 empty] | no
HDSNOHXA | AHU06-TRANE-CSAA017UAB00-N10K01342A | HVAC - AIR HANDLING UNIT | 300000 |  |  |  |  | no
HDSNOHXA | AHU03-LIEBERT-VS070ADCOF18715-C15B8E0017 | HVAC - AIR HANDLING UNIT | 240000 |  | 2015-03-20 |  |  | no
HDSNOHXA | AHU06-TRANE-CSAA017UAB00-K10K01342A | HVAC - AIR HANDLING UNIT | 300000 |  |  |  |  | no
HDSNOHXA | AHU07-CARRIER-40RFAA12A2A5-1924U23799 | HVAC - AIR HANDLING UNIT | 120000 |  | 2024-11-01 |  |  | no
HDSNOHXA | CND07-CARRIER-38AUDU12A0A5-2724C10985 | HVAC - CONDENSER UNIT | 120000 |  | 2024-11-01 |  |  | no
HDSNOHXA | AHU01-CARRIER-40RFAA12A2A5UA0A0-3224U26431 | HVAC - AIR HANDLING UNIT | 120000 |  | 2025-01-01 |  |  | no
HDSNOHXA | CND04-CARRIER-38AUDT12A0A50A0A0-2924C11318 | HVAC - CONDENSER UNIT | 120000 |  | 2025-01-01 |  |  | no
HDSNOHXB | AHU01-CARRIER-FB4ANF060-3815A83467 | HVAC - AIR HANDLING UNIT | 60000 |  | 2000-01-01 | 24 | 15 | no
HDSNOHXB | CND01-CARRIER-3715E12503-113APA060G | HVAC - CONDENSER UNIT | 60000 |  | 2000-01-01 | 24 | 15 | no
HDSNOHXB | AHU02-CARRIER-FB4ANF060-1600A03694 | HVAC - AIR HANDLING UNIT | 60000 |  | 2000-01-01 | 24 | 15 | no
HDSNOHXB | CND02-CARRIER-38CMC060520-1300E20915 | HVAC - CONDENSER UNIT | 60000 |  | 2000-01-01 | 24 | 15 | no
HETHOHXA | GEN01-CUMMINS-100DYC15R-1790454149 | GENERATOR PM |  | 100 |  |  |  | no | FIXED | Diesel | 323.4
HETHOHXA | AHU01-LIEBERT-fd125a-28848 | HVAC - AIR HANDLING UNIT | 120000 |  |  |  |  | no
HETHOHXA | CND01-LIEBERT-d0460-h80283 | HVAC - CONDENSER UNIT | [5 empty] | no
HETHOHXA | AHU02-CARRIER-50bzn0125-3395b30831 | HVAC - AIR HANDLING UNIT |  |  | 1995-08-01 | 29 | 15 | no
HETHOHXA | CND02-CARRIER-9ab6114-395x00879 | HVAC - CONDENSER UNIT | 60000 |  |  |  |  | no
HETHOHXA | CND03-CARRIER-9ab6114-3495x00899 | HVAC - CONDENSER UNIT | 60000 |  | 1995-08-01 | 29 | 15 | no
HETHOHXA | AHU01-BRYANT-524FP12A000A2UAAAA-1325U03130 | HVAC - AIR HANDLING UNIT | [5 empty] | no
HETHOHXA | AHU02-BRYANT-524FP12A000A2UAAAA-1325U03113 | HVAC - AIR HANDLING UNIT | [5 empty] | no
HETHOHXA | CND02-BRYANT-569JP12M000A00A0A-3824C11176 | HVAC - CONDENSER UNIT | [5 empty] | no
HIRMOHXA | AHU02-LIEBERT-CSF086P-84080307 | HVAC - AIR HANDLING UNIT | 60000 |  | 1984-01-01 | 40 | 15 | no
HIRMOHXA | AHU01-LIEBERT-CU66A-78977A | HVAC - AIR HANDLING UNIT | 60000 |  | 1989-01-01 | 35 | 15 | no
HIRMOHXA | CND02-CARRIER-24ABB360A520-2620F13815 | HVAC - CONDENSER UNIT | [5 empty] | no
HIRMOHXA | CND01-CARRIER-24ABB360A520-4320E18299 | HVAC - CONDENSER UNIT | [5 empty] | no
HIRMOHXA | CND02-CARRIER-24ABB360A005-2424E04130 | HVAC - CONDENSER UNIT | 60000 |  | 2025-01-01 |  |  | no
HIRMOHXA | AHU01-CARRIER-FJ4DNXD60L00-2620F13815 | HVAC - AIR HANDLING UNIT |  |  | 2020-01-01 |  |  | no
HIRMOHXA | AHU02-CARRIER-FJ4DNXD60L00-2024F08795 | HVAC - AIR HANDLING UNIT | [5 empty] | no
HLCRIAXP | WAC02-CLIMATETEL-CT36PL110-113289 | HVAC - AC WALL UNIT | 36000 |  |  |  |  | no
HLCRIAXP | CND01-FUJITSU-AOU36RLXB-FTN011825 | HVAC - CONDENSER UNIT | 36000 |  |  |  |  | no
HLCRIAXP | AHU01-FUJITSU-ASU36RLXB-FTA012858 | HVAC - AIR HANDLING UNIT | 36000 |  |  |  |  | no
HLRDFLXA | GEN01-FGWILSON-P6TE-6645A1 | GENERATOR PM |  | 60 |  |  |  | no | FIXED | Diesel | 1205.11
HLRDFLXA | CND01-TRANE-4TTR3060A1000AA-9045S335F | HVAC - CONDENSER UNIT | 60000 |  | 2009-01-01 | 15 | 15 | no
HLRDFLXA | AHU01-TRANE-4TEC3F60B1000AA-9222M232V | HVAC - AIR HANDLING UNIT | 60000 |  | 2009-01-01 | 15 | 15 | no
HLRDFLXA | CND02-TRANE-TTA090G300A-15464T9FYA | HVAC - CONDENSER UNIT | 90000 |  | 2016-10-01 | 8 | 15 | yes
HLRDFLXA | AHU02-TRANE-TWE090D300A-15362WHGBA | HVAC - AIR HANDLING UNIT | 90000 |  | 2016-10-01 | 8 | 15 | yes
HRSNARXA | GEN01-KOHLER-200ROZJ-0676005 | GENERATOR PM |  | 200 | 2000-01-01 | 24 | 25 | yes | FIXED | Diesel | 674.6
HRSNARXA | GEN02-Cummins-DFED4478743-D000088938 | GENERATOR PM |  | 500 | 2000-04-01 | 24 | 25 | yes | FIXED | Diesel | 492.5
HRSNARXA | PAC02-BRYANT-580EPV850125AD-0804G20465 | HVAC - PACKAGE UNIT | 90000 |  |  |  |  | no
HRSNARXA | PAC03-BRYANT-580FPV090125AB-S0706G20215 | HVAC - PACKAGE UNIT | 60000 |  |  |  |  | no
HRSNARXA | PAC04-CARRIER-48HJE006541-2508640818 | HVAC - PACKAGE UNIT |  |  | 2008-06-01 | 16 | 15 | no
HRSNARXA | PAC05-BRYANT-580FPV090125AB-0706G20216 | HVAC - PACKAGE UNIT | 60000 |  |  |  |  | no
HRSNARXA | PAC08-BRYANT-569DPX090000AA-2205G30079 | HVAC - PACKAGE UNIT | [5 empty] | no
HRSNARXA | PAC09-BRYANT-580FPV030074ABGA-3504610356 | HVAC - PACKAGE UNIT | 30000 |  |  |  |  | no
HRSNARXA | PAC10-BRYANT-580FPV090125AB-4404G50250 | HVAC - PACKAGE UNIT | 36000 |  |  |  |  | no
HRSNARXA | PAC13-CARRIER-68AH028511AA-2003F32419 | HVAC - PACKAGE UNIT |  |  | 2003-05-01 | 21 | 15 | no
HRSNARXA | PAC14-RHEEM-RAWL090CAZ-7753F261206556 | HVAC - PACKAGE UNIT | 90000 |  | 2012-06-01 | 12 | 15 | yes
HRSNARXA | PAC15-BRYANT-569DPX090000AA-2205G30080 | HVAC - PACKAGE UNIT | 90000 |  | 2005-01-01 | 19 | 15 | no
HRSNARXA | PAC16-BRYANT-569DPX090000AA-3606640145 | HVAC - PACKAGE UNIT | [5 empty] | no
HRSNARXA | PAC17-RHEEM-RAWL120CAZ-7759F331206701 | HVAC - PACKAGE UNIT | 120000 |  | 2012-08-01 | 12 | 15 | yes
HRSNARXA | PAC18-RHEEM-RAWL120CAZ-7759F301202861 | HVAC - PACKAGE UNIT | 120000 |  | 2012-07-01 | 12 | 15 | yes
HRSNARXA | PAC19-LENNOX-CB1795V1-5489H04431 | HVAC - PACKAGE UNIT | 90000 |  | 1989-08-01 | 35 | 15 | no
HRSNARXA | PAC20-LENNOX-CB1795V1-5489H04686 | HVAC - PACKAGE UNIT | 180000 |  | 1989-08-01 | 35 | 15 | no
HRSNARXA | AHU01-BRYANT-310AAV066135ACJA-1205A32548 | HVAC - AIR HANDLING UNIT | 135000 |  | 2005-03-01 | 19 | 15 | no
HRSNARXA | AHU02-BRYANT-310AAV066135ACJA-1205A32552 | HVAC - AIR HANDLING UNIT | 135000 |  | 2005-01-01 | 19 | 15 | no
HRSNARXA | AHU03-BRYANT-310AAV066135ACJA-1805A21927 | HVAC - AIR HANDLING UNIT | 135000 |  | 2005-05-01 | 19 | 15 | no
HRSNARXA | AHU04-CARRIER-2V781897-S2503F38525 | HVAC - AIR HANDLING UNIT |  |  | 2003-06-01 | 21 | 15 | no
HRSNARXA | AHU06-RHEEM-RHLLHM2417JA-W241312084 | HVAC - AIR HANDLING UNIT | 24000 |  | 2013-06-01 | 11 | 15 | yes
HRSNARXA | AHU07-RHEEM-RHSLHM1817JA-W291027957 | HVAC - AIR HANDLING UNIT | 18000 |  | 2010-07-01 | 14 | 15 | yes
HRSNARXA | AHU08-RHEEM-RHSLHM1817JA-W291027959 | HVAC - AIR HANDLING UNIT | 18000 |  | 2010-07-01 | 14 | 15 | yes
HRSNARXA | CND01-UnkManuf-UnkModel-UnkSerial | HVAC - CONDENSER UNIT | [5 empty] | no
HRSNARXA | CND02-RHEEM-RKKLB090CL15E-F011501927 | HVAC - CONDENSER UNIT | 90000 |  | 2015-03-01 | 9 | 15 | yes
HRSNARXA | CND03-RHEEM-RKKLB090CL15E-2N8269ADAAF291302137 | HVAC - CONDENSER UNIT | 120000 |  |  |  |  | no
HRSNARXA | CND04-RHEEM-RKKLB120CL15E-2N8269ADAAF271302738 | HVAC - CONDENSER UNIT | 120000 |  |  |  |  | no
HRSNARXA | CND05-RHEEM-RKKLB120CL15E-2N8269ADAAF361201710 | HVAC - CONDENSER UNIT | 120000 |  |  |  |  | no
HRSNARXA | CND06-RHEEM-RKKLB120CL15E-F241505240 | HVAC - CONDENSER UNIT | 120000 |  | 2015-06-01 | 9 | 15 | yes
HRSNARXA | CND07-RHEEM-RKKLB120CL15E-2N8269ADAAF351304851 | HVAC - CONDENSER UNIT | 120000 |  |  |  |  | no
HRSNARXA | CND08-RHEEM-RKKLB120CL15E-2N8269ADAAF481205578 | HVAC - CONDENSER UNIT | 120000 |  |  |  |  | no
HRSNARXA | CND09-TRANE-TTB024C100A2-R284SHRBF | HVAC - CONDENSER UNIT | 24000 |  | 2000-07-01 | 24 | 15 | no
HRSNARXA | CND10-RHEEM-13AJN24A01-W441301522 | HVAC - CONDENSER UNIT | 24000 |  | 2013-11-01 | 10 | 15 | yes
HRSNARXA | CND11-RHEEM-13AJM18A01-8029H261002627 | HVAC - CONDENSER UNIT | 18000 |  | 2010-06-01 | 14 | 15 | yes
HRSNARXA | CND12-RHEEM-13AJN24A01-8029W261002629 | HVAC - CONDENSER UNIT | 18000 |  | 2010-06-01 | 14 | 15 | yes
HRSNARXA | PAC21-RHEEM-RKNNA060C1L10E-F061501173 | HVAC - PACKAGE UNIT | 60000 |  | 2015-02-01 | 9 | 15 | yes
HRSNARXA | PAC22-RHEEM-RKNNA060CK10E-F031500248 | HVAC - PACKAGE UNIT | 60000 |  | 2015-01-01 | 9 | 15 | yes
HRSNARXA | AHU05-BRYANT-310AAV066135-1805A21903 | HVAC - AIR HANDLING UNIT | [5 empty] | no
HRSNARXA | CND09-TRANE-TCC024F100BA-19423KJG2H | HVAC - CONDENSER UNIT | [5 empty] | no
HRSNARXA | CND13-RHEEM-RKKL-B090CL15E-2N8289ADAAF351304821 | HVAC - CONDENSER UNIT | 90000 |  |  |  |  | no
HRSNARXA | PAC03-BRYANT-ZQG06E2B1AA1A111A4-N2L2060108 | HVAC - AIR HANDLING UNIT | [5 empty] | no
HRSNARXA | PAC13-CARRIER-38APD02554A10020-0819Q64582 | HVAC - AIR HANDLING UNIT |  |  | 2019-01-03 | 5 | 15 | yes
HRSNARXA | AHU09-AMSTARNDARD-TEM4A0B24S21SBA-213225SG3V | HVAC - AIR HANDLING UNIT | 24000 |  | 2021-01-03 | 3 | 15 | yes
HRSNARXA | CND09-AMSTARNDARD-4A7A4024L-21023L3AAF | HVAC - CONDENSER UNIT | 24000 |  | 2021-01-03 | 3 | 15 | yes
HRSNARXA | PAC04-CARRIER-48HJE006541-2508G40818 | HVAC - PACKAGE UNIT | 60000 |  | 2008-06-01 |  |  | no
HRSNARXA | PAC15-BRYANT-569DPX090000AA-2205F30080 | HVAC - PACKAGE UNIT | 90000 |  | 2005-01-01 |  |  | no
HRSNARXA | PAC16-BRYANT-569DPX090000AA-3606G40145 | HVAC - PACKAGE UNIT | 90000 |  |  |  |  | no
HRSNARXA | RTU02-AMSTANDARD-4a7a4024l1000aa-21023l3aaf | HVAC - ROOF TOP UNIT | 24000 |  |  |  |  | no
HRSNARXA | RTU01-CARRIER-38apd025541a10020-0819q65852 | HVAC - ROOF TOP UNIT | [5 empty] | no
HRSNARXA | CND14-TRANE-TCC024F100BA-19423KJG2H | HVAC - CONDENSER UNIT | 24000 |  |  |  |  | no
HRSNARXA | RTU03-AMSTARNDARD-TEM4A0B24S21SBA-213225SG3V | HVAC - ROOF TOP UNIT | 24000 |  |  |  |  | no
HRSNARXA | PAC08-CARRIER-38AUZD08A0B5-2724C10878 | HVAC - PACKAGE UNIT | 90000 |  | 2024-09-19 |  |  | no
HRSNARXA | AHU05-CARRIER-58SC0B110M2420-1924A31231 | HVAC - AIR HANDLING UNIT |  |  | 2024-09-19 |  |  | no
HRSNARXA | AHU02-CARRIER-58SC0B110M2420-1924A31242 | HVAC - AIR HANDLING UNIT |  |  | 2024-09-19 |  |  | no
HRSNARXA | AHU03-CARRIER-39MN17B0050T333SXS-2503F38526 | HVAC - AIR HANDLING UNIT | [5 empty] | no
HRSNARXA | AHU10-TRANE-4MXW1612A0N0AA-160903732X | HVAC - AIR HANDLING UNIT | [5 empty] | no
HRSNARXA | CND01-TRANE-4TXK1612A10N0AA-160306871X | HVAC - CONDENSER UNIT | [5 empty] | no
HWSSGAXA | GEN01-CUMMINSONAN-150DVE-C880108736? | GENERATOR PM |  | 150 | 1988-04-06 | 36 | 25 | no | FIXED | Diesel | 867
HWSSGAXA | AHU01-TRANE-TWE090A300EL-8232PEPBD | HVAC - AIR HANDLING UNIT | 90000 |  | 2008-05-02 | 16 | 15 | no
HWSSGAXA | WAC03-BARD-UnkModel-UnkSerial | HVAC - AC WALL UNIT | [5 empty] | no
HWSSGAXA | CND01-TRANE-TTA090A300FA-8192J80AD | HVAC - CONDENSER UNIT | 90000 |  | 2008-05-08 | 16 | 15 | no
HWSSGAXA | WAC01-MARVAIR-AVPA36ACC000C7UA5100-DHF1591561 | HVAC - AC WALL UNIT | 36000 |  | 2018-06-01 | 6 | 15 | yes
HWSSGAXA | WAC02-MARVAIR-AVPA36ACC000C7UA5100-DHF15935601 | HVAC - AC WALL UNIT | 36000 |  | 2018-06-01 | 6 | 15 | yes
HWSSGAXA | AHU02-TRANE-TEM4AOC48S41SBA-182930RU3V | HVAC - AIR HANDLING UNIT | 48000 |  | 2018-07-17 |  |  | no
HWSSGAXA | CND03-TRANE-4TWA4036A3000AA-18431SH4F | HVAC - CONDENSER UNIT | 36000 |  | 2018-11-08 |  |  | no
HZRDKYXA | GEN01-CATERPILLAR-3406B2WB01822-5GA03467 | GENERATOR PM |  | 250 | 1984-01-01 | 40 | 25 | no | FIXED | Diesel | 594.5
HZRDKYXA | AHU02-CARRIER-40RUAA12A1A60A0A0-2915U15225 | HVAC - AIR HANDLING UNIT | 99600 |  | 2015-01-01 | 9 | 15 | yes
HZRDKYXA | AHU01-YORK-J10NCC00C6-N1M610703 | HVAC - AIR HANDLING UNIT | 120000 |  | 2016-11-01 | 7 | 15 | yes
HZRDKYXA | CND01-YORK-J10NCC00C6AAA3-N1M6107039 | HVAC - CONDENSER UNIT | 120000 |  | 2016-11-01 | 7 | 15 | yes
HZRDKYXA | CND06-YORK-H2CA090A25A-YFLM088637 | HVAC - CONDENSER UNIT | 120000 |  | 2002-09-10 | 22 | 15 | no
HZRDKYXA | AHU03-CARRIER-40RUAA25T2A5A0A0A0-1022U00429 | HVAC - AIR HANDLING UNIT | [5 empty] | no
HZRDKYXA | CND01-CARRIER-38AUZA12A0A5A-0222C11153 | HVAC - CONDENSER UNIT | [5 empty] | no
HZRDKYXA | CND02-CARRIER-38AUZA12A0A5-0822C10683 | HVAC - CONDENSER UNIT | [5 empty] | no
HZRDKYXA | AHU05-LIEBERT-UH245AC01-87142A | HVAC - AIR HANDLING UNIT |  |  | 1984-12-19 | 39 | 15 | no
HZRDKYXA | CND03-LIEBERT-CDF291Y-84100461 | HVAC - CONDENSER UNIT | [5 empty] | no
HZRDKYXA | CND04-CARRIER-38AUDA12A0A5A0A0-3215C93379 | HVAC - CONDENSER UNIT | [5 empty] | no
HZRDKYXA | AHU06-YORK-GS50SVFC-Y-VAHU5 | HVAC - AIR HANDLING UNIT | [5 empty] | no
HZRDKYXA | CND04-CARRIER-FB4CNP060-0416A82341 | HVAC - CONDENSER UNIT |  |  | 2016-06-24 | 8 | 15 | yes
IRTNGAXA | GEN01-KOHLER-100ROZ61-160717 | GENERATOR PM |  | 100 |  |  |  | no | FIXED | Diesel | 1435.4
IRTNGAXA | CND01-PAYNE-PA13NA048000ACAA-1110X67421 | HVAC - CONDENSER UNIT |  |  | 2010-03-01 | 14 | 15 | yes
IRTNGAXA | CND04-CARRIER-38CKC042300-4500E08597 | HVAC - CONDENSER UNIT |  |  | 2000-11-01 | 23 | 15 | no
IRTNGAXA | AHU01-TRANE-TEM4A0C60S51SAA-18052JYH3V | HVAC - AIR HANDLING UNIT | 60000 |  | 2018-04-27 | 6 | 15 | yes
IRTNGAXA | CND05-TRANE-4TTR4060L1000AA-17442L5G5F | HVAC - CONDENSER UNIT | 60000 |  | 2018-04-27 | 6 | 15 | yes
IRTNGAXA | AHU02-CARRIER-40QHO60300-Y313081 | HVAC - AIR HANDLING UNIT | [5 empty] | no
IRTNGAXA | AHU03-YORK-F6FP060H06T3XH-W1C700526 | HVAC - AIR HANDLING UNIT | [5 empty] | no
IRTNGAXA | AHU04-CARRIER-40ES215300-30C736900 | HVAC - AIR HANDLING UNIT | [5 empty] | no
IRTNGAXA | PAC01-TRANE-WCC048F100BH-5413Y212H | HVAC - PACKAGE UNIT | [5 empty] | no
IRTNGAXA | AHU05-PAYNE-PF4MNA049-0810A84265 | HVAC - AIR HANDLING UNIT | [5 empty] | no
IRTNGAXA | PAC02-FRIEDRICH-PDH15K5SSG-2059780000164 | HVAC - PACKAGE UNIT | [5 empty] | no
IRTNGAXA | CND06-TRANE-4TTR4060L1000AA-183535WL5F | HVAC - CONDENSER UNIT | [5 empty] | no
IRTNGAXA | WAC01-MARVAIR-AVPA60ACA000NUA5EUB80-HJF16952601 | HVAC - AC WALL UNIT | [5 empty] | no
JSPRGAXA | GEN01-DETROIT-04A0266973-10437300 | GENERATOR PM |  | 125 |  |  |  | no | FIXED | DIESEL | 2240.3
JSPRGAXA | AHU03-LIEBERT-UH199AC00-159376001 | HVAC - AIR HANDLING UNIT | 180000 |  |  |  |  | no
JSPRGAXA | CND01-LIEBERT-UnkModel-UnkSerial | HVAC - CONDENSER UNIT | 180000 |  | 1990-09-16 |  |  | no
JSPRGAXA | PAC01-CARRIER-50HJQ008501-4995630576 | HVAC - PACKAGE UNIT | [5 empty] | no
JSPRGAXA | AHU02-TRANE-TWE09041AAA04A0-22283381BA | HVAC - AIR HANDLING UNIT | 90000 |  | 2022-07-16 |  |  | no
JSPRGAXA | WAC01-BARD-WH361A10-125C01160108501 | HVAC - AC WALL UNIT | 36000 |  | 2001-03-01 | 23 | 15 | no
JSPRGAXA | AHU01-TRANE-TEM4A0C37S31SC-22391UWA3V | HVAC - AIR HANDLING UNIT | 36000 |  | 2022-10-24 | 1 | 15 | yes
JSPRGAXA | CND03-TRANE-4TWA4035A3000A-22375UMC4F | HVAC - CONDENSER UNIT | 36000 |  | 2022-09-24 | 1 | 15 | yes
JSPRGAXA | CND02-TRANE-TTA09043AAB01AE0-22381057YA | HVAC - CONDENSER UNIT | 90000 |  | 2022-09-16 |  |  | no
JSPRGAXA | WAC01-BARD-W36AB-A00-278J234108929-02 | HVAC - AC WALL UNIT |  |  | 2023-01-16 |  |  | no
KGVLOHXA | AHU01-LENNOX-EH1795301Y-5191K73470 | HVAC - AIR HANDLING UNIT | 120000 |  | 1992-01-01 | 32 | 15 | no
KGVLOHXA | CND01-LENNOX-HS179535Y-5192C28247 | HVAC - CONDENSER UNIT | 120000 |  | 1992-01-01 | 32 | 15 | no
KGVLOHXA | AHU02-LENNOX-EH1795301Y-5192B89996 | HVAC - AIR HANDLING UNIT | 120000 |  | 1992-01-01 | 32 | 15 | no
KGVLOHXA | CND02-LENNOX-HS179535Y-5192D07885 | HVAC - CONDENSER UNIT | 120000 |  | 1992-01-01 | 32 | 15 | no
KGVLOHXA | AHU03-LENNOX--HS17-9535Y-5192C84287 | HVAC - AIR HANDLING UNIT | 60000 |  | 1992-01-01 | 32 | 15 | no
KGVLOHXA | CND03-LENNOX-UnkModel-UnkSerial | HVAC - CONDENSER UNIT | [5 empty] | no
KGVLOHXA | GEN02-CUMMINS-DSGAA85-K150895043 | GENERATOR PM |  | 85 | 2015-12-14 | 8 | 25 | yes | FIXED | DIESEL | 270.4
KGVLOHXA | CNDO4-ELS090515T1Y-5619K06158 | HVAC - CONDENSER UNIT | [5 empty] | no
KGVLOHXA | AHU04-LENNOX- CB17-95U1-5191G65781 | HVAC - AIR HANDLING UNIT | [5 empty] | no
KGVLOHXA | AHU05-LENNOX-ELA090S40-1Y -5619G09128 | HVAC - AIR HANDLING UNIT | [5 empty] | no
KGVLOHXA | AHU02-BRYANT-FB4CMP060L00A0AA-4215A85074 | HVAC - AIR HANDLING UNIT | [5 empty] | no
KGVLOHXA | CND03-BRYANT-113APA0600000BGAA-0715E14452 | HVAC - CONDENSER UNIT | [5 empty] | no
KGVLOHXA | CND04-ELS090515T1Y-5619K06158 | HVAC - CONDENSER UNIT | [5 empty] | no
KGVLOHXA | AHU01-CARRIER-40RLAA08A2A5AUA1A0-4125U07970 | HVAC - AIR HANDLING UNIT | 90000 |  | 2025-11-01 |  |  | no
KGVLOHXA | CND01-CARRIER-38AXZN08A0A5A0A0-3725CL1086 | HVAC - CONDENSER UNIT | 90000 |  | 2025-11-01 |  |  | no
KNTNOHXA | AHU01-LENNOX-G14051002-5883K12424 | HVAC - AIR HANDLING UNIT | 100000 |  | 1983-10-01 | 41 | 15 | no
KNTNOHXA | CND01-LENNOX-UnkModel-UnkSerial | HVAC - CONDENSER UNIT | [5 empty] | no
KNTNOHXA | GEN01-CUMMINS-SDGAB1507352-D150822776 | GENERATOR PM |  | 125 | 2015-04-01 | 9 | 25 | yes | FIXED | Diesel | 81.8
KNTNOHXA | AHU02-LIEBERT-VH199AVCOO-305124001 | HVAC - AIR HANDLING UNIT | 192000 |  |  |  |  | no
KNTNOHXA | CND02-LIEBERT-UnkModel-UnkSerial | HVAC - CONDENSER UNIT | [5 empty] | no
KNTNOHXA | CND03-CARRIER-38AKS024-2005G40027 | HVAC - CONDENSER UNIT | 240000 |  | 2005-05-01 | 19 | 15 | no
KNTNOHXA | PAC01-TRANE-YCD075C2C0AA-H081431730 | HVAC - PACKAGE UNIT |  |  | 1993-01-01 | 31 | 15 | no
KNTNOHXA | AHU03-LIEBERT-CST1078-CST1078 | HVAC - AIR HANDLING UNIT | [5 empty] | no
KNTNOHXA | CND04-LIEBERT-107CP-94030026 | HVAC - CONDENSER UNIT | [5 empty] | no
KNTNOHXA | AHU02-LIEBERT-UH199AVCOO-305124001 | HVAC - AIR HANDLING UNIT | 192000 |  |  |  |  | no
KNTNOHXA | CND02-LIEBERT-107CP- 94030028 | HVAC - CONDENSER UNIT | [5 empty] | no
KNTNOHXA | AHU03-LIEBERT-CST1078-94N30027 | HVAC - AIR HANDLING UNIT | [5 empty] | no
KNVLIAWH | GEN01-ONAN-450EM15R28281D-J80362396 | GENERATOR PM |  | 45 | 1980-10-01 | 44 | 25 | no | PORTABLE |  | 476
KNVLIAWH | GEN02-ONAN-200DL415R28281D-F850768325 | GENERATOR PM |  | 20 | 1985-06-01 | 39 | 25 | no | PORTABLE |  | 569.6
KNVLIAWH | CND01-TRANE-4TTA3042D3000CA-12266UYR3F | HVAC - CONDENSER UNIT | 42000 |  |  |  |  | no
KNVLIAWH | CND03-TRANE-2TTR3048A100004C-71427453F | HVAC - CONDENSER UNIT | 48000 |  |  |  |  | no
KNVLIAWH | UH01-Modine-POP200AE0130-39010905091117400 | HVAC - UNIT HEATER | [5 empty] | no
KNVLIAWH | UH02-Modine-POP200AE0130-390109050911117000 | HVAC - UNIT HEATER | [5 empty] | no
KNVLIAWH | AHU01-TRANE-TUX080R42WO-23412387G | HVAC - AIR HANDLING UNIT | 36000 |  |  |  |  | no
KNVLIAWH | AHU02-LENNOX-EL195UH110XE60C-5914F14710 | HVAC - AIR HANDLING UNIT | 42000 |  | 1987-11-01 | 36 | 15 | no
KNVLIAWH | CND02-LENNOX-TSA042S4N43Y-5814G12082 | HVAC - CONDENSER UNIT | 42000 |  | 2014-07-01 | 10 | 15 | yes
KNVLIAWH | AHU03-RUDD-UGRA09EZAJS-DC5D707F26947778 | HVAC - AIR HANDLING UNIT | 42000 |  |  |  |  | no
KNVLIAXC | GEN01-KOHLER-300R0ZDS-648174Spec#PA132478 | GENERATOR PM |  | 300 |  | 24 | 25 | yes | FIXED | DIESEL
KNVLIAXC | CND01-CARRIER-33AUZB25AOA5AOAOAO-311340404 | HVAC - CONDENSER UNIT | 200000 |  | 2013-01-01 | 11 | 15 | yes
KNVLIAXC | AHU01-CARRIER-39LD15KABFCEKA7-3313U31969 | HVAC - AIR HANDLING UNIT | 180000 |  | 2013-01-01 | 11 | 15 | yes
KNVLIAXC | CND02-CARRIER-38AUZB25AOA5AOAOAO-3113U30405 | HVAC - CONDENSER UNIT | 200000 |  | 2013-01-01 | 11 | 15 | yes
KNVLIAXC | AHU02-CARRIER-39LD15KABFCEKA7-33131970 | HVAC - AIR HANDLING UNIT | 180000 |  | 2013-01-01 | 11 | 15 | yes
KNVLIAXC | AHU03-CARRIER-39LD1153AB1231R-3395T72369 | HVAC - AIR HANDLING UNIT | 24000 |  | 1995-09-01 | 29 | 15 | no
KNVLIAXC | AHU04-CARRIER-38AH024500AA-3395T72370 | HVAC - AIR HANDLING UNIT | 24000 |  | 1995-09-01 | 29 | 15 | no
KNVLIAXC | AHU05-LENNOX-CB30M21261P-5898H10364 | HVAC - AIR HANDLING UNIT | 24000 |  | 1998-01-01 | 26 | 15 | no
KNVLIAXC | CND03-CARRIER-38AH024500AA-3795F69046 | HVAC - CONDENSER UNIT | 240000 |  | 1995-10-01 | 29 | 15 | no
KNVLIAXC | CND04-CARRIER-38AH024500AA-3795F69033 | HVAC - CONDENSER UNIT | 24000 |  | 1995-10-01 | 29 | 15 | no
KNVLIAXC | CND05-LENNOX-HS270241P-5898H23828 | HVAC - CONDENSER UNIT | 60000 |  | 1998-01-01 | 26 | 15 | no
KNVLIAXC | GEN01-KOHLER-300R0ZDS Spec#PA132478-648174 | GENERATOR PM |  | 300 | 1999-11-01 |  |  | no | FIXED | DIESEL | 271.2
KNVLIAXD | WAC02-GE-UnkModel-UnkSerial | HVAC - AC WALL UNIT | 24000 |  |  |  |  | no
KNVLIAXD | PAC01-W12AB-A05XPXXXJ-406F213861835-01 | HVAC - PACKAGE UNIT | 12000 |  | 2021-07-06 | 3 | 15 | yes
KNVLIAXD | WAC01-BARD-W12AB-A05XPXXXJ-406F213861835-01 | HVAC - PACKAGE UNIT | 12000 |  | 2021-07-06 |  |  | no
KRVLTXXA | AHU01-CARRIER-39LD01082AB1031L-3791T19145 | HVAC - AIR HANDLING UNIT |  |  | 1991-09-01 | 33 | 15 | no
KRVLTXXA | AHU02-CARRIER-39LF106ZAB1022-3791T19146 | HVAC - AIR HANDLING UNIT | 120000 |  | 1991-01-01 | 33 | 15 | no
KRVLTXXA | AHU05-CARRIER-39NXV133NVR43413-4193T43413 | HVAC - AIR HANDLING UNIT |  |  | 1993-10-01 | 31 | 15 | no
KRVLTXXA | AHU07-CARRIER-39NXV133NVR43414-4193T43414 | HVAC - AIR HANDLING UNIT |  |  | 1993-10-01 | 31 | 15 | no
KRVLTXXA | AHU04-CARRIER-39NXV073NVL43415-4193T43415 | HVAC - AIR HANDLING UNIT |  |  | 1993-10-01 | 31 | 15 | no
KRVLTXXA | AHU06-CARRIER-39NXV073NVR43416-4193T43416 | HVAC - AIR HANDLING UNIT |  |  | 1993-10-01 | 31 | 15 | no
KRVLTXXA | AHU03-TRANE-TYPE 6-UTE45347 | HVAC - AIR HANDLING UNIT | [5 empty] | no
KRVLTXXA | AHU08-MAGICAIR-24BHW4-900100624 | HVAC - AIR HANDLING UNIT |  |  | 1990-01-01 | 34 | 15 | no
KRVLTXXA | AHU09-TRANE-TWE240E300BB-16424PC8WA | HVAC - AIR HANDLING UNIT | 60000 |  | 2017-01-01 | 7 | 15 | yes
KRVLTXXA | CND01-TRANE-TTA240H300AA-16202RAXTA | HVAC - CONDENSER UNIT | 60000 |  | 2017-01-01 | 7 | 15 | yes
KRVLTXXA | GEN01-CUMMINS-DQDAC1608515-C160939063 | GENERATOR PM |  | 300 | 2016-01-01 | 8 | 25 | yes | FIXED | DIESEL | 316.6
LAMSTXXA | GEN01-CUMMINS-DGDB5622583-E030506955 | GENERATOR PM |  | 60 | 2003-01-01 | 21 | 25 | yes | FIXED | DIESEL | 185.4
LAMSTXXA | WAC01-BARD-W36A2B09-310M13306862002 | HVAC - AC WALL UNIT | 36000 |  | 2013-01-01 | 11 | 15 | yes
LAMSTXXA | WAC02-BARD-W36A2B09-32K13304753702 | HVAC - AC WALL UNIT | 36000 |  | 2013-11-01 | 10 | 15 | yes
LAMSTXXA | WAC03-BARD-W36A2B09-325D14311507802 | HVAC - AC WALL UNIT | 36000 |  | 2014-04-01 | 10 | 15 | yes
LAMSTXXA | AHU01-TRANE-TWE180E300AA-17383WFPWA | HVAC - AIR HANDLING UNIT | [5 empty] | no
LAMSTXXA | CND01-TRANE-TTA090G300AA-17134UTSYA | HVAC - CONDENSER UNIT | [5 empty] | no
LAMSTXXA | CND02-TRANE-TTA090G300AA-17321L79YA | HVAC - CONDENSER UNIT | [5 empty] | no
LAVNGAXA | GEN01-DETROIT-440FDC4646ABA000-DK34010 | GENERATOR PM |  | 150 |  |  |  | no | FIXED | Diesel | 1879
LAVNGAXA | PAC01-TRANE-TSC120E3R0BOX-104613195L | HVAC - PACKAGE UNIT | 120000 |  | 2010-11-01 | 13 | 15 | yes
LAVNGAXA | WAC01-BARD-WA602A05EXXXXJ-153F00147196102 | HVAC - AC WALL UNIT | 60000 |  | 2000-06-01 | 24 | 15 | no
LAVNGAXA | WAC02-BARD-WA602A00-153H01164015502 | HVAC - AC WALL UNIT | 60000 |  | 2001-08-01 | 23 | 15 | no
LAVNGAXA | WAC03-BARD-WA602A05EXXXJ-153F00147196202 | HVAC - AC WALL UNIT | 60000 |  | 2000-06-01 | 24 | 15 | no
LAVNGAXA | WAC04-MARVAIR-AVPA60AC-CGF15033601 | HVAC - AC WALL UNIT | 60000 |  | 2017-04-01 | 7 | 15 | yes
LAVNGAXA | AHU01-TRANE-TEM4A0B24S21SAA-15065M8M2V | HVAC - AIR HANDLING UNIT | [5 empty] | no
LAVNGAXA | CND01-TRANE-4TWR4024D1000AA-15071TLSBF | HVAC - CONDENSER UNIT | [5 empty] | no
LEDSALXA | GEN01-Cummins-125DYD15R18778-A7903900321 | GENERATOR PM |  | 125 | 1979-01-01 | 45 | 25 | no | FIXED | Diesel | 2117.6
LEDSALXA | AHU01-CARRIER-FB4BNF060-2104A72087 | HVAC - AIR HANDLING UNIT | 60000 |  | 2004-01-01 | 20 | 15 | no
LEDSALXA | PAC01-CARRIER-50TCA08A2A5A0A0A0-2114P43805 | HVAC - PACKAGE UNIT | 120000 |  | 2014-01-01 | 10 | 15 | yes
LEDSALXA | PAC03-CARRIER-48GS036090301-0602G30879 | HVAC - PACKAGE UNIT | 48000 |  | 2002-01-01 | 22 | 15 | no
LEDSALXA | PAC04-CARRIER-50TFF005511-2906G30345 | HVAC - PACKAGE UNIT | 48000 |  | 2006-01-01 | 18 | 15 | no
LEDSALXA | CND01-CARRIER-48ESA3609030TP-1714C04022 | HVAC - CONDENSER UNIT | 48000 |  | 2014-01-01 | 10 | 15 | yes
LEDSALXA | PAC05-CARRIER-48TFE007511-3306G40344 | HVAC - PACKAGE UNIT | 48000 |  | 2006-01-01 | 18 | 15 | no
LEDSALXA | PAC06-CARRIER-25HCE460A300-3421E031277 | HVAC - PACKAGE UNIT | 60000 |  | 2022-01-01 | 2 | 15 | yes
LEDSALXA | PAC02-Carrier-50FCM08A2A5A0A0-3923P40083 | HVAC - PACKAGE UNIT | 90000 |  | 2023-12-20 | 0 | 15 | yes
LEDSALXA | AHU01-CARRIER-FB4CNP061-2422F11900 | HVAC - AIR HANDLING UNIT | [5 empty] | no
LEDSALXA | CND02-CARRIER-25HCE460A300-3421E03177 | HVAC - CONDENSER UNIT | [5 empty] | no
LEDSALXB | GEN01-CUMMINS-200DGFC-D050769539 | GENERATOR PM |  | 200 | 2005-04-01 | 19 | 25 | yes | FIXED | Diesel | 740.6
LEDSALXB | AHU01-CARRIER-FB4ANF0363-0595A01010 | HVAC - AIR HANDLING UNIT | 36000 |  | 1995-01-01 | 29 | 15 | no
LEDSALXB | CND02-CARRIER-50TJ0245B1YA4-4304F65233 | HVAC - CONDENSER UNIT | 240000 |  | 2004-01-01 | 20 | 15 | no
LEDSALXB | CND01-CARRIER-50TCD24A6G5A0A0A0-5210U39167 | HVAC - CONDENSER UNIT | 240000 |  | 2010-01-01 | 14 | 15 | yes
LEDSALXB | CND05-DAIKIN-RKS36LVJ4-E006244 | HVAC - CONDENSER UNIT | 36000 |  | 2015-01-01 | 9 | 15 | yes
LEDSALXB | AHU03-DAIKIN-FRXS36LVJU-E011693 | HVAC - AIR HANDLING UNIT |  |  | 2015-01-01 | 9 | 15 | yes
LEDSALXB | AHU02-TRANE-TWE240E300BB-16443TPKWA | HVAC - AIR HANDLING UNIT |  |  | 2016-01-01 | 8 | 15 | yes
LEDSALXB | CND06-TRANE-TTA120G300AA-17082TBAYA | HVAC - CONDENSER UNIT |  |  | 2017-01-01 | 7 | 15 | yes
LEDSALXB | CND04-TRANE-TTA120G300AA-171444M03YA | HVAC - CONDENSER UNIT |  |  | 2017-01-01 | 7 | 15 | yes
LEDSALXB | CND03-CARRIER-38TKB036320-03595E11022 | HVAC - CONDENSER UNIT |  |  | 1995-01-01 | 29 | 15 | no
LEDSALXB | CND04-TRANE-TTA120G300AA-171444M93YA | HVAC - CONDENSER UNIT |  |  | 2017-01-01 |  |  | no
LEDSALXB | CND02-CARRIER-0395E11022-38TK8036320 | HVAC - CONDENSER UNIT | [5 empty] | no
LFYTGAXA | GEN01-OLYMPIAN-D125P1-D6259A001 | GENERATOR PM |  | 125 |  |  |  | no | FIXED | Diesel | 578.9
LFYTGAXA | PAC01-CARRIER-38AK012511-1101G00217 | HVAC - PACKAGE UNIT | 120000 |  | 2001-03-01 | 23 | 15 | no
LFYTGAXA | PAC02-CARRIER-39LD15KB-1099F04615 | HVAC - PACKAGE UNIT | 180000 |  | 1999-03-01 | 25 | 15 | no
LFYTGAXA | CND02-CARRIER-40RM012B610HC-1901F81753 | HVAC - CONDENSER UNIT | 7500 |  | 2001-09-02 |  |  | no
LFYTGAXA | AHU03-CARRIER-49RUAA16T2A50A0A0-0917U03401 | HVAC - AIR HANDLING UNIT | 15000 |  | 2017-09-02 |  |  | no
LFYTGAXA | CND03-CARRIER-38AUDC16A0M5A0A0A0-0817P34965 | HVAC - CONDENSER UNIT | 15000 |  |  |  |  | no
LTFDKYXA | UH01-MARLEY-1235-1007 | HVAC - UNIT HEATER | [5 empty] | no
LTFDKYXA | GEN02-CUMMINSONAN-C100N6-F160961580 | GENERATOR PM |  | 100 | 2016-06-01 | 8 | 25 | yes | FIXED |  | 53.6
LTFDKYXA | WAC01-BARD-W70A2B00XXXXXJ-404F143127383 | HVAC - AC WALL UNIT | 60000 |  | 2014-05-01 | 10 | 15 | yes
LTFDKYXA | AHU02-CARRIER-40RUAUZA12A0A5A0-1915U12272 | HVAC - AIR HANDLING UNIT |  |  | 2015-04-01 | 9 | 15 | yes
LTFDKYXA | CND02-CARRIER-38AUZA12AOA5AO-0815C92464 | HVAC - CONDENSER UNIT |  |  | 2015-02-01 | 9 | 15 | yes
LTFDKYXA | AHU01-CARRIER-40RUAA1212A5AOAOAO-4621U27006 | HVAC - AIR HANDLING UNIT | 120000 |  |  |  |  | no
LTFDKYXA | CND01-CARRIER-38AUZA12A0A5-3721C94530 | HVAC - CONDENSER UNIT | 120000 |  |  |  |  | no
LTFDKYXA | AHU01-CARRIER-FB4CNP0600L00-3920R23098 | HVAC - AIR HANDLING UNIT | 60000 |  | 2020-10-20 | 3 | 15 | yes
LTFDKYXA | CND01-CARRIER-24HC460AP05-3820E27675 | HVAC - CONDENSER UNIT | 60000 |  | 2020-10-20 | 3 | 15 | yes
LTFDKYXA | AHU02-CARRIER-40MHHQ24-311-0422V14982 | HVAC - AIR HANDLING UNIT | 24000 |  | 2022-11-16 |  |  | no
LTFDKYXA | CND02-CARRIER-38MHRCQ24-AA301-3822V17456 | HVAC - CONDENSER UNIT | 24000 |  | 2022-11-16 |  |  | no
LTFDKYXA | AHU03-CARRIER-45MHHAQ12XC3-0325V22120 | HVAC - AIR HANDLING UNIT | 12000 |  | 2026-02-10 |  |  | no
LTFDKYXA | CND03-CARRIER-37MHRAQ12AA3-0325V18392 | HVAC - CONDENSER UNIT | 12000 |  | 2026-02-10 |  |  | no
LTFDTXXA | GEN01-CATERPILLAR-SR4-5HA0428 | GENERATOR PM |  | 250 |  |  |  | no | FIXED | Diesel | 354
LTFDTXXA | CND02-CARRIER-24ABB330A310-1614E05505 | HVAC - CONDENSER UNIT | 30000 |  | 2014-04-01 | 10 | 15 | yes
LTFDTXXA | CND03-CARRIER-24AB3342A300-1114E21931 | HVAC - CONDENSER UNIT | 42000 |  | 2014-03-01 | 10 | 15 | yes
LTFDTXXA | CND04-CARRIER-24ABB360A340-1014E10902 | HVAC - CONDENSER UNIT | 360000 |  | 2014-03-01 | 10 | 15 | yes
LTFDTXXA | CND05-CARRIER-24ABB340A340-1014E10925 | HVAC - CONDENSER UNIT | 40000 |  | 2014-03-01 | 10 | 15 | yes
LTFDTXXA | CND06-LIEBERT-TCDU251Y-C14E4F1293 | HVAC - CONDENSER UNIT | 251000 |  | 2014-01-01 | 10 | 15 | yes
LTFDTXXA | AHU03-LIEBERT-VS028AAC0E1534AA-C14E8E0063 | HVAC - AIR HANDLING UNIT | 96000 |  | 2014-01-01 | 10 | 15 | yes
LTFDTXXA | AHU04-LIEBERT-BV067ADCDE1442-N14E740088 | HVAC - AIR HANDLING UNIT | 60000 |  | 2014-01-01 | 10 | 15 | yes
LTFDTXXA | AHU01-LIEBERT-CF66A-62900B | HVAC - AIR HANDLING UNIT | 60000 |  | 1983-01-01 | 41 | 15 | no
LTFDTXXA | AHU02-LIEBERT-CU66A-62900A | HVAC - AIR HANDLING UNIT | 60000 |  | 1983-01-01 | 41 | 15 | no
LTFDTXXA | CND01-LIEBERT-CDF097P-83090128 | HVAC - CONDENSER UNIT | 60000 |  | 1983-01-01 | 41 | 15 | no
LTFDTXXA | CND07-LIEBERT-CDF097P-83090129 | HVAC - CONDENSER UNIT | 60000 |  | 1983-01-01 | 41 | 15 | no
LTFDTXXA | AHU05-LIEBERT-RAUCB756A-83607222 | HVAC - AIR HANDLING UNIT | [5 empty] | no
LTFDTXXA | AHU06-CARRIER-FB4CNP060L00ADAA-1314A81820 | HVAC - AIR HANDLING UNIT | 60000 |  | 2014-03-01 | 10 | 15 | yes
LTFDTXXA | AHU07-CARRIER-FB4CNP060L00ADAA-1614A82837 | HVAC - AIR HANDLING UNIT | 60000 |  | 2014-04-01 | 10 | 15 | yes
LTFDTXXA | AHU08-CARRIER-FB4CNF042L00ABAA-1914A84215 | HVAC - AIR HANDLING UNIT | 42000 |  | 2014-05-01 | 10 | 15 | yes
LTFDTXXA | AHU09-CARRIER-FB4CNF030T00ACAA-1714A73394 | HVAC - AIR HANDLING UNIT | 30000 |  | 2014-05-01 | 10 | 15 | yes
LTFDTXXA | CND08-CARRIER-BACAV756C-2E2115926 | HVAC - CONDENSER UNIT | [5 empty] | no
LTFDTXXA | CND09-LIEBERT-TCSV165Y-C14E2F1288 | HVAC - CONDENSER UNIT | 165000 |  | 2014-01-01 | 10 | 15 | yes
LTFDTXXA | AHU10-TRANE-TAM4AOC60S51EDB-20195MEC1V | HVAC - AIR HANDLING UNIT |  |  | 2020-01-01 | 4 | 15 | yes
LTFDTXXA | CND10-TRANE-04TWA4060A300AB-20073SB22F | HVAC - CONDENSER UNIT | 60000 |  | 2020-01-01 | 4 | 15 | yes
LTFDTXXA | CND11-TRANE-RAUCB756A-C83G07222 | HVAC - CONDENSER UNIT | [5 empty] | no
LTFDTXXA | AHU08-TRANE-TWE09043AAAP01H-23363922BA | HVAC - AIR HANDLING UNIT | 90000 |  | 2024-11-01 |  |  | no
LTFDTXXA | CND11-TRANE-TTA09043AAAE02P-24351478YA | HVAC - CONDENSER UNIT | 90000 |  | 2024-11-01 |  |  | no
LVLDTXXA | GEN01-Marathon-502FDR7022HHW-NA19501771284 | GENERATOR PM |  | 300 |  |  |  | no | FIXED | Diesel
LVLDTXXA | GEN02-STEWART&STEVENSON-TM4GDT150-12757338 | GENERATOR PM |  | 150 |  |  |  | no | PORTABLE | Diesel | 400.5
LVLDTXXA | AHU01-CARRIER-74881-LB000090 | HVAC - AIR HANDLING UNIT | 180000 |  | 2023-01-01 | 50 | 15 | no
LVLDTXXA | CND01-LIEBERT-UD125A-61097B | HVAC - CONDENSER UNIT | 240000 |  | 1997-01-01 | 27 | 15 | no
LVLDTXXA | AHU01-LIEBERT-CDF216Y-83060314 | HVAC - AIR HANDLING UNIT | 216000 |  | 1997-01-01 | 27 | 15 | no
LVLDTXXA | CND02-LIEBERT-UD125A-61097A | HVAC - CONDENSER UNIT | 240000 |  | 1997-01-01 | 27 | 15 | no
LVLDTXXA | AHU03-LIEBERT-CDF216Y-83060315 | HVAC - AIR HANDLING UNIT | 216000 |  | 1997-01-01 | 27 | 15 | no
LVLDTXXA | CND03-CARRIER-38TKB060500-2992E02609 | HVAC - CONDENSER UNIT | 60000 |  | 1992-01-01 | 32 | 15 | no
LVLDTXXA | AHU02-CARRIER-UnkModel-UnkSerial | HVAC - AIR HANDLING UNIT |  |  | 1992-01-01 | 32 | 15 | no
LVLDTXXA | AHU02-TRANE-TWE180E300AA-17423NSXWA | HVAC - AIR HANDLING UNIT | 180000 |  | 2017-01-01 | 7 | 15 | yes
LVLDTXXA | CND02-TRANE-TTA180H300A-17373UASTA | HVAC - CONDENSER UNIT | 180000 |  | 2018-02-01 | 6 | 15 | yes
LVLDTXXA | AHU03-TRANE-TAM4AOC48S41EDA-17832UNB1V | HVAC - AIR HANDLING UNIT | 48000 |  | 2018-02-01 | 6 | 15 | yes
LVLDTXXA | CND03-TRANE-4TTA4048A300AA-17495SNU3F | HVAC - CONDENSER UNIT | 48000 |  | 2018-02-01 | 6 | 15 | yes
LVLDTXXA | AHU04-CARRIER-40YAF060300-1792H05481 | HVAC - AIR HANDLING UNIT |  |  | 1992-01-01 | 32 | 15 | no
LVLDTXXA | CDN01-TRANEâ€“TTA18043DAAE02P-23122120TA | HVAC - CONDENSER UNIT | 180000 |  | 2023-06-14 | 1 | 15 | yes
LVLDTXXA | GEN01-KOHLER-150REOZJF-3379GMMK0016 | GENERATOR PM |  | 150 | 2025-04-01 |  |  | no | FIXED
LVOKFLXA | GEN01-MTU-MTU8V1600DS400-95010600986 | GENERATOR PM |  | 400 | 2016-06-30 | 8 | 25 | yes | FIXED | Diesel | 216.09
LVOKFLXA | CND01-TRANE-TTA300J300A-17182PCTA | HVAC - CONDENSER UNIT | 300000 |  | 2017-04-01 | 7 | 15 | yes
LVOKFLXA | AHU01-TRANE-TWE300E300A-17144S86WA | HVAC - AIR HANDLING UNIT | 300000 |  | 2017-04-01 | 7 | 15 | yes
LVOKFLXA | AHU03-GRANDAIRE-WJA36000KP0B1-C131897557 | HVAC - AIR HANDLING UNIT | [5 empty] | no
LVOKFLXA | AHU04-BOHN-HCS150LA-BBL7028 | HVAC - AIR HANDLING UNIT | 480000 |  |  |  |  | no
LVOKFLXA | PAC01-GOODMAN-PCK0601-0310022464 | HVAC - PACKAGE UNIT | [5 empty] | no
LVOKFLXA | PAC02-GOODMAN-GPC1336H21AD-0803154586 | HVAC - PACKAGE UNIT | [5 empty] | no
LVOKFLXA | AHU02-GOODMAN-ARUF486016AA-0610210359 | HVAC - AIR HANDLING UNIT | [5 empty] | no
LVOKFLXA | CND01-GOODMAN-UnkModel-UnkSerial | HVAC - CONDENSER UNIT | [5 empty] | no
LVOKFLXA | PAC03-GOODMAN-UnkModel-UnkSerial | HVAC - PACKAGE UNIT | [5 empty] | no
LVOKFLXA | PAC04-GOODMAN-UnkModel-UnkSerial | HVAC - PACKAGE UNIT | [5 empty] | no
LVOKFLXA | CND02-TRANE-TTA300J300A-17182PCTA | HVAC - CONDENSER UNIT | 300000 |  | 2017-04-01 |  |  | no
LVOKFLXA | AHU04-BOHN-HCS150LA-EBL7028 | HVAC - AIR HANDLING UNIT | 480000 |  |  |  |  | no
LVOKFLXA | CND01-GOODMAN-AMST60DU1400-2304084260 | HVAC - CONDENSER UNIT | [5 empty] | no
LVOKFLXA | PAC01-TRANE-5WCC4060A3000A-26113170FA | HVAC - PACKAGE UNIT | 60000 |  | 2026-04-08 |  |  | no
MAYOFLXA | GEN01-Cummins-60GGHE-J080218785 | GENERATOR PM |  | 60 | 2008-11-14 | 15 | 25 | yes | FIXED | LP Gas | 654
MAYOFLXA | AHU02-TRANE-TWE120A300EL-8253TNCBD | HVAC - AIR HANDLING UNIT | 120000 |  |  |  |  | no
MAYOFLXA | CND02-TRANE-TTA120A300FA-8292YN2AD | HVAC - CONDENSER UNIT | 120000 |  | 1992-01-01 |  |  | no
MAYOFLXA | AHU01-CARRIER-40RUAA14A2A60A0A0-1717U05141 | HVAC - AIR HANDLING UNIT | 150000 |  | 2017-04-01 | 7 | 15 | yes
MAYOFLXA | CND01-CARRIER-38AUZA14A0A50A0A0-1117C90261 | HVAC - CONDENSER UNIT | 150000 |  | 2017-04-01 | 7 | 15 | yes
MAYOFLXA | AHU02-DAIKIN-DC6TE12830AA-25031522271 | HVAC - AIR HANDLING UNIT | [5 empty] | no
MAYOFLXA | CND02-DAIKIN-DAQ12033AA-2510100753 | HVAC - CONDENSER UNIT | [5 empty] | no
MCRAGAXA | GEN01-CumminsOnan-60DGCB-G940550471 | GENERATOR PM |  | 60 | 1994-07-01 | 30 | 25 | no | FIXED | Diesel | 1322.6
MCRAGAXA | WAC02-BARD-WA484B09-221P02178064202 | HVAC - AC WALL UNIT | 48000 |  | 2002-01-01 | 22 | 15 | no
MCRAGAXA | WAC01-BARD-W48A1A10-343J12292074502 | HVAC - AC WALL UNIT | 48000 |  | 2012-10-01 | 12 | 15 | yes
MCRAGAXA | AHU03-TRANE-TEM4A0C60S51SBA-18502P7E3V | HVAC - AIR HANDLING UNIT | [5 empty] | no
MCRAGAXA | CND03-TRANE-4TWA4060A3000AA-18431JX92F | HVAC - CONDENSER UNIT | [5 empty] | no
MDSNOHXA | CND02-LIEBERT-UnkModel-UnkSerial | HVAC - CONDENSER UNIT |  |  | 1986-01-01 | 38 | 15 | no
MDSNOHXA | UH01-FEDERAL PACIFIC-UnkModel-UnkSerial | HVAC - UNIT HEATER | [5 empty] | no
MDSNOHXA | UH02-DAYTON-39674-UnkSerial | HVAC - UNIT HEATER | [5 empty] | no
MDSNOHXA | AHU01-MITSUBISHI-PKAA30UA6-54M00610 | HVAC - AIR HANDLING UNIT | 36000 |  | 2003-10-01 | 21 | 15 | no
MDSNOHXA | CND03-MITSUBISHI-P02A30N4A6-41000181B | HVAC - CONDENSER UNIT | 36000 |  | 2003-10-01 | 21 | 15 | no
MDSNOHXA | GEN02-CUMMINS-DSGAB1712440-C170166003 | GENERATOR PM |  | 125 | 2017-03-01 | 7 | 25 | yes | FIXED | Diesel | 324.2
MDSNOHXA | CND02-LIEBERT-DCDF130Y-86100442 | HVAC - CONDENSER UNIT |  |  | 1986-01-01 |  |  | no
MDSNOHXA | AHU01-LIEBERT-MCS056E8YDM990-Y20BAX0031 | HVAC - AIR HANDLING UNIT | 36000 |  | 2003-10-01 |  |  | no
MDSNOHXA | CND03-MITSUBISHI-P02A30N4A6-41000181 | HVAC - CONDENSER UNIT | 36000 |  | 2003-10-01 |  |  | no
MDSNOHXA | AHU03-MITSUBISHI-PKAA30KA6-54M00610 | HVAC - AIR HANDLING UNIT | [5 empty] | no
MDVLGAXA | GEN01-CUMMINS-CC4340-114903 | GENERATOR PM |  | 250 |  |  |  | no | FIXED | DIESEL | 131.5
MDVLGAXA | AHU01-CARRIER-39CA110269-68210916VE | HVAC - AIR HANDLING UNIT | [5 empty] | no
MDVLGAXA | AHU03-CARRIER-39CA110269-68180779VE | HVAC - AIR HANDLING UNIT | 10 |  | 2007-01-01 |  |  | no
MDVLGAXA | AHU05-TRANE-TWE240B300EL-6133LN2HD | HVAC - AIR HANDLING UNIT |  |  | 2006-01-03 |  |  | no
MDVLGAXA | AHU06-TRANE-TEM4AOC60551SAA-16143K2Y2V | HVAC - AIR HANDLING UNIT |  |  | 2016-01-03 |  |  | no
MDVLGAXA | AHU07-TRANE-TWE24043BAA00A00000000-19162024WA | HVAC - AIR HANDLING UNIT |  |  | 2029-01-03 |  |  | no
MDVLGAXA | AHU08-TRANE-TWE24043BAA00A00000000-19391930WA | HVAC - AIR HANDLING UNIT |  |  | 2019-01-03 |  |  | no
MDVLGAXA | CND05-TRANE-TTA24043DAB00AE000000000-19212328TA | HVAC - CONDENSER UNIT | 240000 |  | 2019-01-03 |  |  | no
MDVLGAXA | CND06-TRANE-TTA240B300FA-70323UNAD | HVAC - CONDENSER UNIT |  |  | 2007-01-03 |  |  | no
MDVLGAXA | CND07-TRANE-4TTA3060D3000CA-16162B4E5F | HVAC - CONDENSER UNIT |  |  | 2016-01-03 |  |  | no
MDVLGAXA | CND08-TRANE-TTA24023DAB00AE00000-19301911TA | HVAC - CONDENSER UNIT |  |  | 2019-01-03 |  |  | no
MEDSKYXA | GEN01-CATERPILLAR-SR4-5EA03470 | GENERATOR PM |  | 200 | 1984-01-01 | 40 | 25 | no | FIXED | Diesel | 564.4
MEDSKYXA | AHU01-CARRIER-40RM008B611HC-3103F45083 | HVAC - AIR HANDLING UNIT | 90000 |  | 2003-08-01 | 21 | 15 | no
MEDSKYXA | CND01-CARRIER -38ARZ008501-4003G20017 | HVAC - CONDENSER UNIT |  |  | 2003-10-01 | 21 | 15 | no
MEDSKYXA | CND02-CARRIER-38YKC048340-4203E08274 | HVAC - CONDENSER UNIT | 48000 |  | 2003-10-01 | 21 | 15 | no
MEDSKYXA | AHU02-CARRIER-FB4BNFO4800-4503A74614 | HVAC - AIR HANDLING UNIT | 48000 |  | 2003-11-01 | 20 | 15 | no
MEDSKYXA | AHU03-LIEBERT-FH199AC01-74161A | HVAC - AIR HANDLING UNIT | 180000 |  | 1984-01-01 | 40 | 15 | no
MEDSKYXA | CND03-LIEBERT-CDF216Y-84050303 | HVAC - CONDENSER UNIT |  |  | 1984-01-01 | 40 | 15 | no
MEDSKYXA | WAC01-BARD-W60A-324D10269768902 | HVAC - AC WALL UNIT | 60000 |  | 2010-04-01 | 14 | 15 | yes
MEDSKYXA | CND04-DATAAIRE-GFAD05632-20191811B | HVAC - CONDENSER UNIT | 17 |  | 2019-11-01 | 4 | 15 | yes
MEDSKYXA | AHU04-YORK-N2AHDO6A06A-MHMS137801 | HVAC - AIR HANDLING UNIT | [5 empty] | no
MEDSKYXA | CND05-YORK-UnkModel-UnkSerial | HVAC - CONDENSER UNIT | [5 empty] | no
MLRSIAXO | WAC01-BARD-WA241A10BXXXXJ-14DC94083283602 | HVAC - AC WALL UNIT | 24000 |  | 1990-03-01 | 34 | 15 | no
MLRSIAXO | WAC02-BARD-CN1202PL110-90496 | HVAC - AC WALL UNIT | 18000 |  |  |  |  | no
MLTRGA05 | GEN01-GENERAC-93A02363S-2007784 | GENERATOR PM |  | 100 | 1993-01-01 | 31 | 25 | no | FIXED | Diesel | 877
MLTRGA05 | GEN02-Wacker-P50-1299448 | GENERATOR PM |  | 50 |  |  |  | no | PORTABLE | Diesel | 330.2
MLTRGA05 | CND01-TRANE-TTA060C300A0-J20231139 | HVAC - CONDENSER UNIT | 60000 |  |  |  |  | no
MLTRGA05 | CND02-TRANE-TWR042C100B3-R40380P2F | HVAC - CONDENSER UNIT | 42000 |  |  |  |  | no
MLTRGA05 | CND03-AMERICANSTANDARD-2A7A1000A1000AA-4111TT43F | HVAC - CONDENSER UNIT | [5 empty] | no
MLTRGA05 | CND04-TRANE-TTA048C300A0-J27231476 | HVAC - CONDENSER UNIT | 48000 |  |  |  |  | no
MLTRGA05 | CND05-AMERICANSTANDARD-TTA090A300CA-J26198113 | HVAC - CONDENSER UNIT | 90000 |  |  |  |  | no
MLTRGA05 | AHU02-TRANE-TWE090A300BB-J13174906 | HVAC - AIR HANDLING UNIT | 90000 |  | 2013-09-01 | 11 | 15 | yes
MLTRGA05 | PAC01-TRANE-TWE060D150A-M282KTK1V | HVAC - PACKAGE UNIT | 60000 |  |  |  |  | no
MLTRGA05 | PAC02-BARD-UnkModel-UnkSerial | HVAC - PACKAGE UNIT | [5 empty] | no
MLTRGA05 | PAC03-BARD-UnkModel-UnkSerial | HVAC - PACKAGE UNIT | [5 empty] | no
MLTRGA05 | PAC01-TRANE-TWE060D150A-M22KTK1V | HVAC - PACKAGE UNIT | 60000 |  |  |  |  | no
MLTRGA05 | CND06-CARRIER-24ABB336A0051010-2814E03306 | HVAC - CONDENSER UNIT | [5 empty] | no
MLTRGA05 | AHU07-TRANE-5TEM4D07AC51SA-25233MF23V | HVAC - AIR HANDLING UNIT | 60000 |  | 2025-07-28 |  |  | no
MLTRGA05 | CND07-TRANE-5TWA4060A3000A-25194BRXKF | HVAC - CONDENSER UNIT | 60000 |  | 2025-07-28 |  |  | no
MLTRGA05 | CND08-TRANE-TWE09043AAA07BD0000-23431631BA | HVAC - CONDENSER UNIT |  |  | 2025-11-18 |  |  | no
MLTRGA05 | AHU08-TRANE-TWE09043AAA07BD00001-23431631BA | HVAC - AIR HANDLING UNIT |  |  | 2025-11-18 |  |  | no
MLTRGA05 | AHU01-TRANE-TWE060D150A1-M292YER1V | HVAC - AIR HANDLING UNIT | [5 empty] | no
MLTRGA05 | AHU03-TRANE-TTA060C300A0-M1455B7FF | HVAC - AIR HANDLING UNIT | [5 empty] | no
MLTRGA05 | AHU04-TRANE-5TEM4D07AC51SAA-2531254K3V | HVAC - AIR HANDLING UNIT | [5 empty] | no
MLTRGA05 | AHU05-TRANE-4TWA4060A3000AA-25305X3UKF | HVAC - AIR HANDLING UNIT | [5 empty] | no
MLTRGA05 | AHU06-CARRIER-FB4CNF036-3014A76816 | HVAC - AIR HANDLING UNIT | [5 empty] | no
MLTRGA05 | AHU09-CARRIER-FB4CNF042-1315A87825 | HVAC - AIR HANDLING UNIT | [5 empty] | no
MLTRGA05 | CND09-CARRIER-25HCD342A310-4241E09602 | HVAC - CONDENSER UNIT | [5 empty] | no
MLTRGA05 | CND10-TRANE-TWA09043AAA03BS01000-24101240YA | HVAC - CONDENSER UNIT | [5 empty] | no
MLTRGA05 | AHU10-TRANE-TWE060A300BB-J16175764 | HVAC - AIR HANDLING UNIT | [5 empty] | no
MLTRGA05 | AHU11-TRANE-TEM4A0C378318BA-18482L103V | HVAC - AIR HANDLING UNIT | [5 empty] | no
MLTRGA05 | CND11-TRANE-4TWR4036G100AA-18462MWK4F | HVAC - CONDENSER UNIT | [5 empty] | no
MLTRGA05 | AHU12-TRANE-TW042A140B1-R365UNB1V | HVAC - AIR HANDLING UNIT | [5 empty] | no
MLTRGAXA | GEN01-CUMMINS-500DFED-L960624759 | GENERATOR PM |  | 500 | 1996-11-01 | 27 | 25 | no | FIXED | Diesel | 360.6
MLTRGAXA | CND06-TRANE-TTA090A3006A-444336SAD | HVAC - CONDENSER UNIT | 90000 |  |  |  |  | no
MLTRGAXA | CND09-TRANE-TTA240E400AA-12171TEBTA | HVAC - CONDENSER UNIT | 240000 |  |  |  |  | no
MLTRGAXA | CND04-TRANE-TTA240B3000A-R1661KAAH | HVAC - CONDENSER UNIT | 240000 |  |  |  |  | no
MLTRGAXA | CND01-TRANE-TWA180B300BD-M94L15AH | HVAC - CONDENSER UNIT |  |  | 1989-12-01 | 34 | 15 | no
MLTRGAXA | PKG19-LIEBERT-CDF216Y-85060469 | HVAC - PACKAGE UNIT | [5 empty] | no
MLTRGAXA | CND08-GOODMAN-CKL621-212446204 | HVAC - CONDENSER UNIT | [5 empty] | no
MLTRGAXA | AHU15-TRANE-TWE240B300CA-R164LAC6H | HVAC - AIR HANDLING UNIT | 260000 |  |  |  |  | no
MLTRGAXA | AHU13-TRANE-TWE240E400BB-121634PWA | HVAC - AIR HANDLING UNIT | 240000 |  |  |  |  | no
MLTRGAXA | CND03-TRANE-TWA240B300BD-M432J69AH | HVAC - CONDENSER UNIT | 240000 |  |  |  |  | no
MLTRGAXA | AHU16-GOODMAN-AR61-207449572 | HVAC - AIR HANDLING UNIT | [5 empty] | no
MLTRGAXA | PKG20-LIEBERT-CDF216Y-199AC01 | HVAC - PACKAGE UNIT | 180000 |  |  |  |  | no
MLTRGAXA | AHU14-Trane-TWE180E300CA-18104R42WA | HVAC - AIR HANDLING UNIT | 180000 |  | 2016-01-01 | 8 | 15 | yes
MLTRGAXA | CND11-Trane-TWA180E30RAB-16081T1MTA | HVAC - CONDENSER UNIT | 180000 |  | 2016-01-01 | 8 | 15 | yes
MLTRGAXA | AHU18-CARRIER-39SMD17RXLM63PRSJF-2717R47216 | HVAC - AIR HANDLING UNIT | 240000 |  | 2017-09-01 | 7 | 15 | yes
MLTRGAXA | CND07-CARRIER-38AUDC25A06A0A0A0-2617P32654 | HVAC - CONDENSER UNIT | 240000 |  | 2017-09-01 | 7 | 15 | yes
MLTRGAXA | CND02-TRANE-TTA240H400AA-17464LD9TA | HVAC - CONDENSER UNIT | 240000 |  | 2018-04-27 | 6 | 15 | yes
MLTRGAXA | CND05-CARRIER-24ABB360A520- | HVAC - CONDENSER UNIT | [5 empty] | no
MLTRGAXA | CND10-TRANE-TTA12043DAB00A-19182412YA | HVAC - CONDENSER UNIT | [5 empty] | no
MLTRGAXA | AHU12-TRANE-TWE240B300CA-1749YECWA | HVAC - AIR HANDLING UNIT | [5 empty] | no
MLTRGAXA | AHU17-TRANE-TWE240B300CA-M501N6F6H | HVAC - AIR HANDLING UNIT | [5 empty] | no
MLTRGAXA | CND09-TRANE-TTA240E400AA-12171TE8TA | HVAC - CONDENSER UNIT | 240000 |  |  |  |  | no
MLTRGAXA | PKG20-LIEBERT-CDF216Y-199AC03 | HVAC - PACKAGE UNIT | 180000 |  |  |  |  | no
MLTRGAXA | CND05-CARRIER-24ABB360A520-4409E01044 | HVAC - CONDENSER UNIT | [5 empty] | no
MLTRGAXA | AHU11-TRANE-TWE090A300EL-19193423BA | HVAC - AIR HANDLING UNIT | [5 empty] | no
MMPHTXXA | GEN01-CATERPILLAR-SR4-6BA01940 | GENERATOR PM |  | 300 | 1985-01-01 | 39 | 25 | no | FIXED | Diesel | 449
MMPHTXXA | CND03-TRANE-TWD736B100A0-F26262900 | HVAC - CONDENSER UNIT | 36000 |  | 1991-01-01 | 33 | 15 | no
MMPHTXXA | AHU03-TRANE-TWHO36B140AO-P24338180 | HVAC - AIR HANDLING UNIT |  |  |  | 25 | 15 | no
MMPHTXXA | CND04-GOODMAN-GSC130601CA-909021768 | HVAC - CONDENSER UNIT | 60000 |  | 2009-01-01 | 15 | 15 | no
MMPHTXXA | AHU04-GOODMAN-GMS81155CNCC-1006007871 | HVAC - AIR HANDLING UNIT |  |  | 2010-01-01 | 14 | 15 | yes
MMPHTXXA | CND05-GOODMAN-GSC101203AB-912671279 | HVAC - CONDENSER UNIT | 120000 |  | 1991-01-01 | 33 | 15 | no
MMPHTXXA | AHU05-CARRIER-40RR012550-P295151 | HVAC - AIR HANDLING UNIT | 120000 |  | 1985-01-01 | 39 | 15 | no
MMPHTXXA | AHU06-LIEBERT-DX11SA0903AA-1509X6923 | HVAC - AIR HANDLING UNIT | 240000 |  | 2016-01-01 | 8 | 15 | yes
MMPHTXXA | AHU07-LIEBERT-DX22SA0903AA-1603222949 | HVAC - AIR HANDLING UNIT | 240000 |  | 2016-01-01 | 8 | 15 | yes
MMPHTXXA | CND06-DAIKEN-DX11SA0903AA-1509016923 | HVAC - CONDENSER UNIT | 240000 |  |  |  |  | no
MMPHTXXA | CND07-DAIKEN-DX22SA0903AA-1603111949 | HVAC - CONDENSER UNIT | 240000 |  | 1990-01-01 | 34 | 15 | no
MMPHTXXA | WAC01-BARD-UnkModel-UnkSerial | HVAC - AC WALL UNIT | 24000 |  | 1994-01-01 | 30 | 15 | no
MMPHTXXA | AHU06-GOODMAN-ARUF31B140AA-1601307024 | HVAC - AIR HANDLING UNIT |  |  | 2016-01-01 | 8 | 15 | yes
MMPHTXXA | CND06-GOODMAN-GSX140301KA-1509356322 | HVAC - CONDENSER UNIT | [5 empty] | no
MMPHTXXA | AHU08-DAIKIN-DAR0904AB-1602102502 | HVAC - AIR HANDLING UNIT | [5 empty] | no
MMPHTXXA | CND08-DAIKIN-DAR0904AB-1602102501 | HVAC - CONDENSER UNIT | [5 empty] | no
MMPHTXXA | AHU08-LIEBERT-DS035ADC1131133A-C16C8E0093 | HVAC - AIR HANDLING UNIT | [5 empty] | no
MMPHTXXA | AHU07-LIEBERT-DS035ADC1EI133A-C16C8E0094 | HVAC - AIR HANDLING UNIT | [5 empty] | no
MMPHTXXA | CND07-LIEBERT-MCM080E8YDF834-Y16CAY0015 | HVAC - CONDENSER UNIT | [5 empty] | no
MMPHTXXA | CND08-LIEBERT-MCM080E8YDF834-Y16CAY0016 | HVAC - CONDENSER UNIT | [5 empty] | no
MMPHTXXA | WAC02-BARD-W36AFA05XWXXXJ-10053397 | HVAC - AC WALL UNIT | [5 empty] | no
MMPHTXXA | AHU01-LIEBERT-FH245AC01-10466B | HVAC - AIR HANDLING UNIT | [5 empty] | no
MNCHGAXA | GEN01-CUMMINS-100DGB-E910389948 | GENERATOR PM |  | 100 | 1991-05-24 | 33 | 25 | no | FIXED | DIESEL | 1222
MNCHGAXA | WAC01-BARD-36WAGA10C-058C910677397 | HVAC - AC WALL UNIT | 36000 |  | 1991-03-01 | 33 | 15 | no
MNCHGAXA | CND02-TRANE-TEM4A0C60S51SAA-17392NKJ3V | HVAC - CONDENSER UNIT | 60000 |  | 2017-09-01 | 7 | 15 | yes
MNCHGAXA | AHU03-TRANE-4TTR4060L1000AA-173547NT2F | HVAC - AIR HANDLING UNIT | 60000 |  | 2017-09-01 | 7 | 15 | yes
MNCHGAXA | CND03-CARRIER-58STA135-4508A14212 | HVAC - CONDENSER UNIT | 48000 |  | 2008-01-01 | 16 | 15 | no
MNCHGAXA | CND07-TRANE-40RUAA12A2A6A0A0A0-4620U16333 | HVAC - CONDENSER UNIT | 120000 |  |  |  |  | no
MNCHGAXA | CND05-PAYNE-PA13NR060-H-3409X65839 | HVAC - CONDENSER UNIT | [5 empty] | no
MNCHGAXA | AHU02-CARRIER-40AQ018300BU-2887A13832 | HVAC - AIR HANDLING UNIT | [5 empty] | no
MNCHGAXA | CND01-CARRIER-38YG018300-0989E71856 | HVAC - CONDENSER UNIT | 18000 |  |  |  |  | no
MNCHGAXA | CND03-TRANE-4TTR4060L1000BA-22073GXC5F | HVAC - CONDENSER UNIT | [5 empty] | no
MNCHGAXA | AHU01-FURNACE-58B1C100M5PSCAA-22181FSAHG | HVAC - AIR HANDLING UNIT | [5 empty] | no
MNCHIAWH | GEN02-ONAN-50DGCA-C910376499 | GENERATOR PM |  | 50 | 1991-03-26 | 33 | 25 | no | PORTABLE |  | 220.4
MNCHIAWH | GEN01-KOHLER-45RZ81-109746Spec#781026A | GENERATOR PM |  | 45 |  |  |  | no | PORTABLE |  | 345
MNCHIAWH | AHU01-LENNOX-G26Q33756-5898K18090 | HVAC - AIR HANDLING UNIT | 18000 |  | 1998-10-01 | 26 | 15 | no
MNCHIAWH | CND02-PAYNE-PA13NR03000GAJA-2914X74726 | HVAC - CONDENSER UNIT | 18000 |  | 2014-07-01 | 10 | 15 | yes
MNCHIAXO | GEN01-ONAN-75DYC15R18534C-L770284161 | GENERATOR PM |  | 75 | 1977-12-01 | 46 | 25 | no | FIXED | DIESEL | 662.2
MNCHIAXO | AHU01-LENNOX-G21Q5801-5892D12414 | HVAC - AIR HANDLING UNIT | 60000 |  | 1992-05-01 | 32 | 15 | no
MNCHIAXO | CND01-LENNOX-HS19653U3Y-5192J04122 | HVAC - CONDENSER UNIT | 60000 |  | 1992-09-01 | 32 | 15 | no
MNCHIAXO | AHU02-LENNOX-G21Q403-3896H21420 | HVAC - AIR HANDLING UNIT | 24000 |  | 1996-08-01 | 28 | 15 | no
MNCHIAXO | CND02-LENNOX-HS260182P-5898C49234 | HVAC - CONDENSER UNIT | 60000 |  | 1998-03-01 | 26 | 15 | no
MNCHIAXO | AHU04-LENNOX-CB17135V1-5489J00300 | HVAC - AIR HANDLING UNIT | 60000 |  | 1989-09-01 | 35 | 15 | no
MNCHIAXO | CND05-LENNOX-13ACD0602301S-1911C19660 | HVAC - CONDENSER UNIT | 120000 |  | 2011-03-01 | 13 | 15 | yes
MNCHIAXO | AHU05-LENNOX-G21Q801-5892E16885 | HVAC - AIR HANDLING UNIT | 60000 |  | 1992-05-01 | 32 | 15 | no
MNCHIAXO | CND07-LENNOX-HS19653U3Y-5192J04118 | HVAC - CONDENSER UNIT | 60000 |  | 1992-09-01 | 32 | 15 | no
MNCHIAXO | PAC01-CARRIER-50TCD12A2A50A0A0-1616P63992 | HVAC - PACKAGE UNIT | 60000 |  | 2016-06-30 | 8 | 15 | yes
MNCHIAXO | CND08-CARRIER-38AUDA12A0A50A0A0-1716C90087 | HVAC - CONDENSER UNIT | 60000 |  | 2016-06-30 | 8 | 15 | yes
MNCHIAXO | AHU06-CARRIER-40RUAA12A246-1016421750 | HVAC - AIR HANDLING UNIT | 60000 |  | 2016-06-30 | 8 | 15 | yes
MNCHIAXO | CND03-BOHN-BHT050H2B-T09G01632 | HVAC - CONDENSER UNIT | 60000 |  |  |  |  | no
MNCHIAXO | AHU07-CARRIER-40RUAA12A2A6-1016U21750 | HVAC - AIR HANDLING UNIT | 60000 |  |  |  |  | no
MNPLIAXC | AHU01-LENNOX-G51MP36B07001-5803G61992 | HVAC - AIR HANDLING UNIT | 36000 |  | 2003-07-01 | 21 | 15 | no
MNPLIAXC | AHU02-LENNOX-CB29M411P-5803G84434 | HVAC - AIR HANDLING UNIT | 36000 |  | 2003-07-01 | 21 | 15 | no
MNPLIAXC | AHU03-LENNOX-G51MP36B07001-5803G61985 | HVAC - AIR HANDLING UNIT | 36000 |  | 2003-07-01 | 21 | 15 | no
MNPLIAXC | AHU04-LENNOX-G51MP36B04501-5803H02786 | HVAC - AIR HANDLING UNIT | 36000 |  | 2003-08-01 | 21 | 15 | no
MNPLIAXC | GEN02-ONAN-DSGAC1417845-J140758322 | GENERATOR PM |  | 150 | 2014-10-01 | 10 | 25 | yes | FIXED | DIESEL | 79
MNPLIAXC | AHU05-CARRIER-40RM028B500YC-0299F90945 | HVAC - AIR HANDLING UNIT | 120000 |  |  |  |  | no
MNPLIAXC | AHU06-CARRIER-40RM028B500YC-0299F90979 | HVAC - AIR HANDLING UNIT | 120000 |  | 1999-01-01 | 25 | 15 | no
MNPLIAXC | AHU07-LENNOX-G51MP36B07001-5803G61991 | HVAC - AIR HANDLING UNIT | 36000 |  | 2003-07-01 | 21 | 15 | no
MNPLIAXC | AHU08-SAMSUNG-MH050FXCA2-F326PAED500015J | HVAC - AIR HANDLING UNIT | 36000 |  |  |  |  | no
MNPLIAXC | CND01-TRANE-TTA120A300GA-130835FTYA | HVAC - CONDENSER UNIT | 120000 |  | 2013-02-01 | 11 | 15 | yes
MNPLIAXC | CND02-TRANE-TTA120A300GA-12285N5FYA | HVAC - CONDENSER UNIT | 120000 |  | 2012-07-01 | 12 | 15 | yes
MNPLIAXC | CND03-TRANE-TTA120A300GA-12285N5FYA | HVAC - CONDENSER UNIT | 120000 |  | 2012-07-01 | 12 | 15 | yes
MNPLIAXC | CND04-TRANE-TTA120A300GA-12425K2TYA | HVAC - CONDENSER UNIT | 120000 |  | 2012-10-01 | 12 | 15 | yes
MNPLIAXC | AHU09-SAMSUNG-MH026FNCA-F324PALD300165 | HVAC - AIR HANDLING UNIT | 36000 |  |  |  |  | no
MNPLIAXC | CND05-LENNOX-HS26304P-5803H03666 | HVAC - CONDENSER UNIT | [5 empty] | no
MNPLIAXC | CND06-LENNOX-HS260245P-5803G79185 | HVAC - CONDENSER UNIT | [5 empty] | no
MNPLIAXC | CND07-LENNOX-HS260245P-5803G79185 | HVAC - CONDENSER UNIT | [5 empty] | no
MNPLIAXC | CND08-LENNOX-GAW14L30C22SA-W1A8415545 | HVAC - CONDENSER UNIT | [5 empty] | no
MNPLIAXC | CND09-LENNOX-HS260363Y-5803C75725 | HVAC - CONDENSER UNIT | [5 empty] | no
MNPLIAXC | CND10-LENNOX-HS260363Y-580321424 | HVAC - CONDENSER UNIT | [5 empty] | no
MNPLIAXC | CND03-TRANE-TTA120A300GA-1245K2WYA | HVAC - CONDENSER UNIT | 120000 |  | 2012-07-01 |  |  | no
MNTIKYXA | GEN01-Olympian-340675Z00674-OLY00000JNAT00450 | GENERATOR PM |  | 150 |  |  |  | no | FIXED | Diesel | 160.3
MNTIKYXA | AHU02-LENNOX-CB1713502-5600G09993 | HVAC - AIR HANDLING UNIT | 120000 |  | 2000-01-01 | 24 | 15 | no
MNTIKYXA | AHU03-LENNOX-CB17135V2-5600H07165 | HVAC - AIR HANDLING UNIT | 120000 |  | 2000-01-01 | 24 | 15 | no
MNTIKYXA | UH01-ELECTROMODE-WA404E136-103653 | HVAC - UNIT HEATER | [5 empty] | no
MNTIKYXA | CND02-LENNOX-LSA120C2Y-5600J07443 | HVAC - CONDENSER UNIT | 120000 |  | 2000-01-01 | 24 | 15 | no
MNTIKYXA | CND03-LENNOX-LSA120C2Y-5600J07460 | HVAC - CONDENSER UNIT | 120000 |  | 2000-01-01 | 24 | 15 | no
MNTIKYXA | AHU04-CARRIER-40RUAA08T2A5OAOAO-3519U04402 | HVAC - AIR HANDLING UNIT | 90000 |  | 2021-02-01 | 3 | 15 | yes
MNTIKYXA | CND04-CARRIER-38AUZA08A0A50A0A0-3220C92892 | HVAC - CONDENSER UNIT | 90000 |  | 2021-02-01 | 3 | 15 | yes
MNTIKYXA | AHU05-CARRIER-40RUAA08T2A5-OAOAO-3221U23678 | HVAC - AIR HANDLING UNIT | 90000 |  | 2021-12-02 | 2 | 15 | yes
MNTIKYXA | CND05-CARRIER-38AUZA08A0A50A0A0-1221C93273 | HVAC - CONDENSER UNIT | 90000 |  | 2021-12-02 | 2 | 15 | yes
MNTIKYXA | CND01-CARRIER-38AUZA08AOA5AOAOAO-1221C93271 | HVAC - CONDENSER UNIT | [5 empty] | no
MNTIKYXA | AHU01-LENNOX-CB29M411P-5800H01776 | HVAC - AIR HANDLING UNIT | 36000 |  | 2000-01-01 |  |  | no
MNTIKYXA | AHU02-LENNOX-CB1713502-5600G00978 | HVAC - AIR HANDLING UNIT | 120000 |  | 2000-01-01 |  |  | no
MNTIKYXA | CND01-LENNOX-H5290369Y-5800H56223 | HVAC - CONDENSER UNIT | 36000 |  | 2000-01-01 |  |  | no
MONRGAXA | GEN01-ATLANTICPOWER-10437305-823212 | GENERATOR PM |  | 125 |  |  |  | no | FIXED | DIESEL | 672
MONRGAXA | AHU05-TRANE-TWE120D300AB-12491KG1BA | HVAC - AIR HANDLING UNIT | 120000 |  | 2012-11-01 | 11 | 15 | yes
MONRGAXA | CND03-TRANE-TTAA120D300AA-13185L4JYA | HVAC - CONDENSER UNIT | 120000 |  | 2013-05-01 | 11 | 15 | yes
MONRGAXA | AHU08-GOODMAN-ARUF6000A1A-508793921 | HVAC - AIR HANDLING UNIT | 60000 |  |  |  |  | no
MONRGAXA | CND09-GOODMAN-CPLE601C-507030999 | HVAC - CONDENSER UNIT | 60000 |  |  |  |  | no
MONRGAXA | AHU07-GOODMAN-ARUF04800A1A-505002886 | HVAC - AIR HANDLING UNIT | 48000 |  |  |  |  | no
MONRGAXA | CND01-GOODMAN-CKL491L-510028890 | HVAC - CONDENSER UNIT | [5 empty] | no
MONRGAXA | CND02-TRANE-TTA120H300AA-16232TCSYA | HVAC - CONDENSER UNIT | 10000 |  |  |  |  | no
MONRGAXA | CDN04-TRANE-TTA12043CAB01AE0-21321241YA | HVAC - CONDENSER UNIT | 10000 |  |  |  |  | no
MONRGAXA | AHU06-YORK-K3EU120A33B-NKM5004330 | HVAC - AIR HANDLING UNIT | [5 empty] | no
MONRGAXA | AHU10-TRANE-TWE120E300A-16204KYJBA | HVAC - AIR HANDLING UNIT | 10000 |  |  |  |  | no
MONRGAXA | AHU11-TRANE-TWE12043AAA04A0-21281932BA | HVAC - AIR HANDLING UNIT | 10000 |  |  |  |  | no
MONRGAXB | CND05-TRANE-4TWA3060B3000AA-15122UDN4F | HVAC - CONDENSER UNIT | 60000 |  | 2015-03-01 | 9 | 15 | yes
MONRGAXB | CND03-GOODMAN-GSH130603AB-808735891 | HVAC - CONDENSER UNIT | 60000 |  | 2008-07-01 | 16 | 15 | no
MONRGAXB | AHU03-GOODMAN-ARUF486016BA-0903740306 | HVAC - AIR HANDLING UNIT | 48000 |  | 2009-03-01 | 15 | 15 | no
MONRGAXB | AHU02-TRANE-TEM4A0C60S51SAA-15282YU92V | HVAC - AIR HANDLING UNIT | 60000 |  | 2015-07-01 | 9 | 15 | yes
MONRGAXB | AHU04-GOODMAN-ARUF486016AA-609761661 | HVAC - AIR HANDLING UNIT | 48000 |  | 2006-06-01 | 18 | 15 | no
MONRGAXB | AHU01-GOODMAN-ARUF182416AA-608226253 | HVAC - AIR HANDLING UNIT | 18000 |  | 2008-01-03 | 18 | 15 | no
MONRGAXB | CND02-GOODMAN-CPLE241C-601792726 | HVAC - CONDENSER UNIT | 24000 |  | 2006-01-01 | 18 | 15 | no
MONRGAXB | AHU02-TRANE-C60S51SBA-1826516E3V | HVAC - AIR HANDLING UNIT | 60000 |  | 2019-06-01 | 5 | 15 | yes
MONRGAXB | CND01-TRANE-4TWA4060A3000AA-185027DC2F | HVAC - CONDENSER UNIT | 60000 |  | 2019-06-01 | 5 | 15 | yes
MONRGAXB | CND04-GOODMAN-CK4-2840 | HVAC - CONDENSER UNIT | [5 empty] | no
MONRGAXB | PAC01-CARRIER-52CEB312301AA-2103X56509 | HVAC - PACKAGE UNIT | [5 empty] | no
MORVIAIC | WAC04-FRIEDRICK - XQ12L10AC-LJFY70736 | HVAC - AC WALL UNIT | 24000 |  |  |  |  | no
MORVIAIC | WAC05-FRIGIDAIRE- FFRH1222R21-KK81703990 | HVAC - AC WALL UNIT | 24000 |  |  |  |  | no
MORVIAIC | WIN06-GE-AWCS10WWT1-SZ053050Z | HVAC - AC WALL UNIT | [5 empty] | no
MRHDKYXA | GEN01-Caterpillar-96A01585S-5HA03600 | GENERATOR PM |  | 250 | 1995-01-01 | 29 | 25 | no | FIXED | Diesel | 522
MRHDKYXA | AHU04-TRANE-MCCA008UB000S000U-KOOK72854A | HVAC - AIR HANDLING UNIT | 96000 |  | 2004-01-01 | 20 | 15 | no
MRHDKYXA | AHU05-TRANE-MCCA008GAYOBBB000EO-KOOK72860A | HVAC - AIR HANDLING UNIT | 96000 |  | 2004-01-01 | 20 | 15 | no
MRHDKYXA | CND01-CARRIER-38ARS012511-4005G20125 | HVAC - CONDENSER UNIT | 120000 |  | 2000-01-01 | 24 | 15 | no
MRHDKYXA | CND02-CARRIER-38ARS012511-3705G30099 | HVAC - CONDENSER UNIT | 120000 |  | 2000-01-01 | 24 | 15 | no
MRHDKYXA | AHU02-CARRIER-40RM012B611HC-2105X08261 | HVAC - AIR HANDLING UNIT | 120000 |  | 2000-01-01 | 15 | 15 | no
MRHDKYXA | AHU03-CARRIER-40RM012B611HC-3105X11552 | HVAC - AIR HANDLING UNIT | 120000 |  | 2009-01-01 | 15 | 15 | no
MRHDKYXA | AHU01-TRANE-BCVB0361A-TOOK96995 | HVAC - AIR HANDLING UNIT | 36000 |  | 1986-01-01 | 38 | 15 | no
MRHDKYXA | WAC01-BARD-WA421-127N96105421-02 | HVAC - AC WALL UNIT | 42000 |  | 1996-11-01 | 27 | 15 | no
MRHDKYXA | WAC03-EUBANK-V460B09-CF03809 | HVAC - AC WALL UNIT | 48000 |  | 2016-03-01 | 8 | 15 | yes
MRHDKYXA | AHU06-LIEBERT-CU067AC00-304244001 | HVAC - AIR HANDLING UNIT | 60000 |  |  |  |  | no
MRHDKYXA | AHU07-YORK-M15H-67765044H1 | HVAC - AIR HANDLING UNIT | 30000 |  |  |  |  | no
MRHDKYXA | AHU09-LIEBERT-M15H-UnkSerial | HVAC - AIR HANDLING UNIT | 30000 |  |  |  |  | no
MRHDKYXA | WAC04-BARD-WA421-B09 -127N961054022-02 | HVAC - AC WALL UNIT |  |  | 2022-06-13 | 2 | 15 | yes
MRHDKYXA | CND03-CARRIER-30HL-060-A-500-4797F09644 | HVAC - CONDENSER UNIT | [5 empty] | no
MRHDKYXA | AHU08-CARRIER-40RUAA12TA5A0A0A0-0522U29352 | HVAC - AIR HANDLING UNIT | 120000 |  | 2022-11-17 | 1 | 15 | yes
MRHDKYXA | CND08-CARRIER-38AUDA12A0A5A0A0A0-1622C11318 | HVAC - CONDENSER UNIT | 120000 |  | 2022-11-17 | 1 | 15 | yes
MRHDKYXA | WAC01-BARD-WA301A0ZXXXXJ-129294087243802 | HVAC - AC WALL UNIT | 30000 |  |  |  |  | no
MRNGIAXO | GEN01-KOHLER-30REOZJB-2167842 | GENERATOR PM |  | 30 | 2007-08-01 | 17 | 25 | yes | FIXED | DIESEL | 167.9
MRNGIAXO | CDN01-TRANE-TTZ060A100A0-M1740G2HF | HVAC - CONDENSER UNIT | 5 |  |  |  |  | no
MTAYIAXC | GEN01-ONAN-100DYC15R19413J-L830686896 | GENERATOR PM |  | 100 | 1983-12-01 | 40 | 25 | no | FIXED | DIESEL | 944.7
MTAYIAXC | GEN02-ONAN-30EKL35466R-I890265568 | GENERATOR PM |  | 30 |  | 35 | 25 | no | PORTABLE |  | 575
MTAYIAXC | AHU01-LENNOX-CBOU511P-5800H26777 | HVAC - AIR HANDLING UNIT |  |  | 2000-08-01 | 24 | 15 | no
MTAYIAXC | CND01-LENNOX-HS2604834-5801E36602 | HVAC - CONDENSER UNIT |  |  | 2001-05-01 | 23 | 15 | no
MTAYIAXC | AHU02-LENNOX-CBOU511P-5800H26786 | HVAC - AIR HANDLING UNIT | 90000 |  | 2000-08-01 | 24 | 15 | no
MTAYIAXC | CND02-LENNOX-HS2604834-5801E36605 | HVAC - CONDENSER UNIT |  |  | 2001-05-01 | 23 | 15 | no
MTAYIAXC | AHU03-LENNOX-G2603756-5801E35392 | HVAC - AIR HANDLING UNIT |  |  | 2001-05-01 | 23 | 15 | no
MTAYIAXC | CND03-LENNOX-HS2603624-5800H34449 | HVAC - CONDENSER UNIT | 120000 |  | 2000-08-01 | 24 | 15 | no
MTAYIAXC | AHU04-LENNOX-G26Q3756-5801E35397 | HVAC - AIR HANDLING UNIT |  |  | 2001-05-01 | 23 | 15 | no
MTAYIAXC | CND04-LENNOX-HS2603624-5801E33301 | HVAC - CONDENSER UNIT | 30000 |  | 2001-05-01 | 23 | 15 | no
MTAYIAXC | UH01-LENNOX-LF24125A5-6000L29435 | HVAC - UNIT HEATER |  |  | 2000-11-01 | 23 | 15 | no
MTVRKYXA | GEN01-GENERAC-G55LTA2-OLY00000GXB00257 | GENERATOR PM |  | 55 |  |  |  | no | FIXED | LIQUID PROPANE | 427
MTVRKYXA | AHU01-CARRIER-FB4CNP060L00EFAA-1918F06823 | HVAC - AIR HANDLING UNIT | 60000 |  | 2018-09-05 | 6 | 15 | yes
MTVRKYXA | CND01-CARRIER-25HCE460A005-2418E35811 | HVAC - CONDENSER UNIT | 60000 |  | 2018-09-05 | 6 | 15 | yes
MTVRKYXA | WAC02-BARD-W60ACB09XXXXXJ-292020376682002 | HVAC - AC WALL UNIT | 60000 |  | 2020-07-02 | 4 | 15 | yes
MTVRKYXA | WAC03-BARD-W60A2B09XXXXXJ-325A193618715-02 | HVAC - AC WALL UNIT | 60000 |  | 2019-01-24 | 5 | 15 | yes
MTVRKYXA | WIN01-GREE-ETAC15HP230V30AA-5014GP00474 | HVAC - AC WINDOW UNIT | [5 empty] | no
MTZMGAXA | AHU03-TRANE-2TEC3F36A-6094CRE1V | HVAC - AIR HANDLING UNIT |  |  | 2005-11-01 | 18 | 15 | no
MTZMGAXA | CND03-TRANE-2TWR3036A1000AA-5451K8F4F | HVAC - CONDENSER UNIT | 36000 |  |  |  |  | no
MTZMGAXA | GEN01-International-127491091-DF7112 | GENERATOR PM |  | 40 |  |  |  | no | FIXED | Diesel | 2483
MTZMGAXA | AHU04-TRANE-TWE18043BAA04A100-22192026WA | HVAC - AIR HANDLING UNIT | [5 empty] | no
MTZMGAXA | CND04-TRANE-TTA18043DAB01AE0-2140155BA | HVAC - CONDENSER UNIT | [5 empty] | no
MTZMGAXA | AHU05-TRANE-TWE12041BAA04A00-21401555BA | HVAC - AIR HANDLING UNIT | [5 empty] | no
MTZMGAXA | CND05-TRANE-TTA12043DAA01ASO-22041655YA | HVAC - CONDENSER UNIT | [5 empty] | no
NCNATXXA | GEN01-Onan-450EM15R16799F-F140704314 | GENERATOR PM |  | 45 | 2014-06-01 | 10 | 25 | yes | FIXED | Gas | 130
NCNATXXA | GEN02-Onan-50DGCA74859J-B950570044 | GENERATOR PM |  | 50 | 1995-02-01 | 29 | 25 | no | PORTABLE | DIESEL | 152
NCNATXXA | CND02-YORK-ND180C00D6AAA2-N1B7459805 | HVAC - CONDENSER UNIT | 60000 |  |  |  |  | no
NCNATXXA | CND01-YORK-YD180C00A2AAA5-MN1B7418405 | HVAC - CONDENSER UNIT | [5 empty] | no
NCNATXXA | AHU01-YORK-TGL5080C16MP11A-W1A0531115 | HVAC - AIR HANDLING UNIT | [5 empty] | no
NCNATXXA | AHU02-YORK-TGL5080C16MP11A-W100748850 | HVAC - AIR HANDLING UNIT | 80000 |  |  |  |  | no
NCNATXXA | CND03-YORK-YC090C00A2AAA1A-NOK9204565 | HVAC - CONDENSER UNIT | 80000 |  | 2010-01-01 | 14 | 15 | yes
NCNATXXA | AHU03-YORK-MC48C3XN1H-W1A0542877 | HVAC - AIR HANDLING UNIT | [5 empty] | no
NCNATXXA | CND04-YORK-MC48C3XN1H-W1A0542680 | HVAC - CONDENSER UNIT | [5 empty] | no
NCVLKYXA | GEN01-CATERPILLAR-3306SR4B-6YR02185 | GENERATOR PM |  | 150 |  |  |  | no | FIXED | Diesel | 254
NCVLKYXA | AHU02-CARRIER-40RUAA08A2A6AOAOAO-1910U09513 | HVAC - AIR HANDLING UNIT | 79200 |  | 2010-01-01 | 14 | 15 | yes
NCVLKYXA | UH01-CLIMATE CONTROL-EWA4D-UnkSerial | HVAC - UNIT HEATER | [5 empty] | no
NCVLKYXA | UH03-SINGER -EWA20-UnkSerial | HVAC - UNIT HEATER | [5 empty] | no
NCVLKYXA | AHU01-CARRIER-40RUAA12A2A6AOAOAO-2313U22588 | HVAC - AIR HANDLING UNIT | 99600 |  | 2013-06-01 | 11 | 15 | yes
NCVLKYXA | AHU06-CARRIER-50TC-D14A2G5AOADA-2415P69027 | HVAC - AIR HANDLING UNIT | 150000 |  | 2015-06-01 | 9 | 15 | yes
NCVLKYXA | AHU04-CARRIER-50TCD14A2G5AOADA-0111G50677 | HVAC - AIR HANDLING UNIT | 150000 |  | 2011-01-01 | 13 | 15 | yes
NCVLKYXA | AHU05-CARRIER-50TM009511E-3409G20863 | HVAC - AIR HANDLING UNIT | 102000 |  | 2009-01-01 | 15 | 15 | no
NCVLKYXA | CND02-CARRIER-38AUZB08A0G5AOAOA-1710G30037 | HVAC - CONDENSER UNIT | 79200 |  | 2010-01-01 | 14 | 15 | yes
NCVLKYXA | CND03-CARRIER-38AUDA12AoA5AoADAO-1013C91620 | HVAC - CONDENSER UNIT | 99600 |  | 2013-03-01 | 11 | 15 | yes
NCVLKYXA | CND04-CARRIER-38AUZBZA0A5A0A0A0-2217C93050 | HVAC - CONDENSER UNIT |  |  | 2017-09-15 | 7 | 15 | yes
NCVLKYXA | AHU03-CARRIER-40RUAA12A2A6-3317U10034 | HVAC - AIR HANDLING UNIT | [5 empty] | no
NCVLKYXA | CND01-CARRIER-38CKC0485-1104E10473 | HVAC - CONDENSER UNIT | [5 empty] | no
NCVLKYXA | CND05-YORK-F+FP048H06B-SEHHS639987 | HVAC - CONDENSER UNIT | [5 empty] | no
NCVLKYXA | UH02-TPI-HF3215T2RPW-UNKSN | HVAC - UNIT HEATER |  |  | 2023-03-15 | 1 | 15 | yes
NEVDIAXC | GEN01-KOHLER-100ROZ281-175682Spec#I18600181 | GENERATOR PM |  | 100 |  |  |  | no | FIXED | DIESEL | 352.2
NEVDIAXC | AHU01-Trane-TWE024P130A0-N052J7F1V | HVAC - AIR HANDLING UNIT | [5 empty] | no
NEVDIAXC | AHU02-Trane-TWE024P130A0-N061TUH1V | HVAC - AIR HANDLING UNIT | [5 empty] | no
NEVDIAXC | CND02-Trane-TTR025C100A3-M402NFRBF | HVAC - CONDENSER UNIT | [5 empty] | no
NEVDIAXC | CND02-DAIKEN-GSXN3N2410AA-2307184922 | HVAC - CONDENSER UNIT | 24000 |  | 2024-03-07 |  |  | no
NEVDIAXC | AHU01-GOODMAN-ARUF29B14AC-2203351203 | HVAC - AIR HANDLING UNIT | 24000 |  | 2024-05-30 |  |  | no
NEVDIAXC | CND01-GOODMAN-GSXN3N2410AA-2311237393 | HVAC - CONDENSER UNIT | 24000 |  | 2024-05-30 |  |  | no
NEVDIAXC | AHU02-GOODMAN-AMST30BU1400AA -2307009648 | HVAC - AIR HANDLING UNIT | 24000 |  | 2024-05-30 |  |  | no
NEVDIAXC | CND02-GOODMAN-GSXN3N2410AA-2307184922 | HVAC - CONDENSER UNIT | 24000 |  | 2024-05-30 |  |  | no
NHTNIAWH | GEN01-KOHLER-60ROZJ81-284353Spec#18940181 | GENERATOR PM |  | 60 | 1991-07-01 | 33 | 25 | no | PORTABLE |  | 119.7
NHTNIAWH | GEN02-ONAN-45EM15R15493V-H708353718 | GENERATOR PM |  | 45 |  | 46 | 25 | no | PORTABLE | Gasoline | 363.2
NHTNIAWH | AHU01-LENNOX-CBX32M060230605-5810J13087 | HVAC - AIR HANDLING UNIT | 60000 |  | 2010-09-01 | 14 | 15 | yes
NHTNIAWH | CND01-LENNOX-14ACX60200011-1010G21510 | HVAC - CONDENSER UNIT | 60000 |  | 2010-07-01 | 14 | 15 | yes
NHTNIAWH | AHU02-RUDD-RH1T6024STANJA- W042236462 | HVAC - AIR HANDLING UNIT | [5 empty] | no
NHTNIAWH | CND02-RUDD-RA1360AJINA-W232238080 | HVAC - CONDENSER UNIT | 60000 |  |  |  |  | no
NHTNIAXC | GEN01-KOHLER-80REOZJBQSH-2061538 | GENERATOR PM |  | 80 | 2005-09-01 | 19 | 25 | yes | FIXED | DIESEL | 181.1
NHTNIAXC | CND01-LENNOX-XC1403623006-5813D07974 | HVAC - CONDENSER UNIT | 60000 |  | 2013-04-01 | 11 | 15 | yes
NHTNIAXC | AHU01-LENNOX-CBX32M036230605-1613D20800 | HVAC - AIR HANDLING UNIT | 60000 |  | 2013-01-01 | 11 | 15 | yes
NHTNIAXC | WAC01-CLIMATETEL-CT60FP39-063392 | HVAC - AC WALL UNIT | 60000 |  |  |  |  | no
NHTNIAXC | WAC02-CLIMATETEL-CT60FP39-063192 | HVAC - AC WALL UNIT | 60000 |  |  |  |  | no
NHTNIAXC | WAC03-EUBANK-V460B09A3FDSNB2-HB22009 | HVAC - AC WALL UNIT | 60000 |  |  |  |  | no
NHTNIAXC | WAC04-BARD-WA60ABB06-325J193670910 | HVAC - AC WALL UNIT | 60000 |  |  |  |  | no
NRFDOHXA | GEN01-Cummins-275NT62490152D3 -J880170177Y | GENERATOR PM |  | 100 | 1988-09-01 | 36 | 25 | no | FIXED | Diesel | 1703
NRFDOHXA | GEN02-Cummins-100DGDB3370049-D990896632 | GENERATOR PM |  | 100 | 1999-04-01 | 25 | 25 | no | FIXED | Diesel | 589.2
NRFDOHXA | AHU01-LIEBERT-UH125Acoo-123570A | HVAC - AIR HANDLING UNIT | 120000 |  |  |  |  | no
NRFDOHXA | AHU02-TRANE-L231-K118224 | HVAC - AIR HANDLING UNIT |  |  | 2011-10-01 | 13 | 15 | yes
NRFDOHXA | AHU03-CARRIER-FC4BWF060-2802A63782 | HVAC - AIR HANDLING UNIT | 60000 |  | 2002-07-01 | 22 | 15 | no
NRFDOHXA | AHU04-CARRIER-40RM028B500GL-0599F95514 | HVAC - AIR HANDLING UNIT | 240000 |  | 1999-02-01 | 25 | 15 | no
NRFDOHXA | AHU06-TRANE-RA3003A-621633B8C23628 | HVAC - AIR HANDLING UNIT | [5 empty] | no
NRFDOHXA | AHU07-CARRIER-38AH028510AA-0799F99796 | HVAC - AIR HANDLING UNIT | 240000 |  | 1999-02-01 | 25 | 15 | no
NRFDOHXA | AHU08-LIEBERT-VS053ADC0E1842S-C15H8E0067 | HVAC - AIR HANDLING UNIT | 180000 |  |  |  |  | no
NRFDOHXA | AHU03-TRANE-TWE30043BAA07BD025-24251560WA | HVAC - AIR HANDLING UNIT | 300000 |  | 2025-04-07 |  |  | no
NRFDOHXA | AHU07-TRANE-TTA30043CAA03BS01023-24335036TA | HVAC - AIR HANDLING UNIT |  |  | 2025-04-07 |  |  | no
NRFDOHXA | AHU09-LIEBERT-MC056E8YDA813-Y15HAX0005 | HVAC - AIR HANDLING UNIT | [5 empty] | no
NRVLOHXA | GEN01-MARATHON-500FDC3043AB-BH967672931 | GENERATOR PM |  | 175 |  |  |  | no | FIXED | Diesel | 685.5
NRVLOHXA | AHU01-LIEBERT-UH199AC00-137824A | HVAC - AIR HANDLING UNIT | 180000 |  | 1989-11-01 | 34 | 15 | no
NRVLOHXA | CND01-LIEBERT-C0F291Y-88110315 | HVAC - CONDENSER UNIT | [5 empty] | no
NRVLOHXA | AHU02-TRANE-TWE180B300CA-2251JLD6H | HVAC - AIR HANDLING UNIT | 180000 |  |  |  |  | no
NRVLOHXA | CND02-TRANE-TWA180B300DA-Z244P1BAH | HVAC - CONDENSER UNIT | 180000 |  |  |  |  | no
NRVLOHXA | AHU01-CARRIER- 40RUAA16T2A50A0A0-5222U08980 | HVAC - AIR HANDLING UNIT | 180000 |  | 1989-11-01 |  |  | no
NRVLOHXA | CND01-CARRIER-38AUDU16A050A0A0-3723P86602 | HVAC - CONDENSER UNIT | [5 empty] | no
NRWDNCXA | CND02-TRANE-TTA090A3008A-G05198694 | HVAC - CONDENSER UNIT | 90000 |  | 1992-01-01 | 32 | 15 | no
NRWDNCXA | CND01-TRANE-TWA060A300A2-G04271661 | HVAC - CONDENSER UNIT | 60000 |  | 1992-01-01 | 32 | 15 | no
NRWDNCXA | AHU02-TRANE-TWE090A300BA-G05171306 | HVAC - AIR HANDLING UNIT | 90000 |  |  |  |  | no
NRWDNCXA | AHU01-TRANE-TWE060A300BA-G04171036 | HVAC - AIR HANDLING UNIT | 60000 |  | 1992-01-01 | 32 | 15 | no
NRWDNCXA | GEN01-CUMMINSONAN-75DVB15R-3840733040 | GENERATOR PM |  | 75 |  |  |  | no | FIXED | DIESEL | 1813.8
NRWDNCXA | PAC01-TRANE-TCH090D300AA-G04143388D | HVAC - PACKAGE UNIT | 90000 |  | 1992-01-01 |  |  | no
NRWDNCXA | RTU01-TRANE-TCH090D330AA-6041433B88 | HVAC - ROOF TOP UNIT |  |  | 2024-02-02 |  |  | no
NSVLGAXA | GEN01-Olympian-DC0P1-D4751A002 | GENERATOR PM |  | 60 |  |  |  | no | FIXED | Diesel | 578
NSVLGAXA | WAC01-BARD-WA602A10-153L05209430 | HVAC - AC WALL UNIT | 60000 |  | 2005-12-01 | 18 | 15 | no
NSVLGAXA | AHU01-CARRIER-FB4CNFD48-5112A85410 | HVAC - AIR HANDLING UNIT | 48000 |  | 2012-12-01 | 11 | 15 | yes
NSVLGAXA | CND01-CARRIER-24ABB348A510-1215E22466 | HVAC - CONDENSER UNIT |  |  | 2015-04-01 | 9 | 15 | yes
NSVLGAXA | WAC02-Eubanks-EAA1060AA000N-2210F30079205 | HVAC - AC WALL UNIT | 60000 |  | 2024-06-14 |  |  | no
NSVLGAXA | AHU02-GOODMAN-BCS2M48COONA1P-1-6006L08611 | HVAC - AIR HANDLING UNIT | [5 empty] | no
NSVLGAXA | CND02-GOODMAN-2HP13B48P-1B-4607G20151 | HVAC - CONDENSER UNIT | [5 empty] | no
NWRKOHXA | CND02-CARRIER-09DE016510-4398F78575 | HVAC - CONDENSER UNIT |  |  | 1988-01-01 | 36 | 15 | no
NWRKOHXA | AHU01-BRYANT-524JE08A000A2AAAA-2612U27959 | HVAC - AIR HANDLING UNIT |  |  | 2012-08-01 | 12 | 15 | yes
NWRKOHXA | GEN02-CUMMINS-DSGAE1510853-F150839310 | GENERATOR PM |  | 200 | 2015-07-15 | 9 | 25 | yes | FIXED | DIESEL | 85.3
NWRKOHXA | AHU02-LIEBERT-UD199A-386197003 | HVAC - AIR HANDLING UNIT | 180000 |  |  |  |  | no
NWRKOHXA | AHU03-CARRIER-50BZN0165-3098B14066 | HVAC - AIR HANDLING UNIT | 180000 |  | 1988-01-01 | 36 | 15 | no
NWRKOHXA | CND04-BRYANT-56JP08A000A00A0AA-2212C94010 | HVAC - CONDENSER UNIT |  |  | 2012-08-01 | 12 | 15 | yes
NWRKOHXA | AHU04-BRYANT-524JE16A000A20AAAA-3715U17256 | HVAC - AIR HANDLING UNIT | 180000 |  | 2015-01-01 | 9 | 15 | yes
NWRKOHXA | CND01-LIEBERT-VS070ADCOE1488A-C12G8E0192 | HVAC - CONDENSER UNIT | 240000 |  | 2013-01-01 | 11 | 15 | yes
NWRKOHXA | CND03-LIEBERT-TCDV308-Y-C12HF3579 | HVAC - CONDENSER UNIT | 240000 |  | 2013-01-01 | 11 | 15 | yes
NWRKOHXA | CND05-BRYANT-569JP16A000A00A0-3015O49009 | HVAC - CONDENSER UNIT | 180000 |  | 2015-01-01 | 9 | 15 | yes
NWRKOHXA | CND06-LIEBERT-unk-unk | HVAC - CONDENSER UNIT | 180000 |  |  |  |  | no
NWRKOHXA | PAC01-CARRIER-50TC-A06A2A5A0A0A0-3013C69402 | HVAC - PACKAGE UNIT | 60000 |  | 2013-01-01 | 11 | 15 | yes
NWRKOHXA | AHU05-CARRIER-38AUDA16A0A5A0A0A0-2322P30048 | HVAC - AIR HANDLING UNIT | 15 |  | 2023-06-26 | 1 | 15 | yes
NWRKOHXA | AHU02-LIEBERT-UD199A-35527 | HVAC - AIR HANDLING UNIT | 180000 |  |  |  |  | no
NWRKOHXA | CND04-BRYANT-56JP08A000A00A0AA-2212C94019 | HVAC - CONDENSER UNIT |  |  | 2012-08-01 |  |  | no
NWRKOHXA | CND06-LIEBERT-D0490-F81207 | HVAC - CONDENSER UNIT | 180000 |  |  |  |  | no
NWRKOHXA | AHU06-CARRIER-40RUAA16T2A5AA0A0A0-0522U29366 | HVAC - AIR HANDLING UNIT | 180000 |  | 2022-01-01 |  |  | no
NWRKOHXB | GEN01-Kohler-125REOZJD-2177349 | GENERATOR PM |  | 125 | 2007-01-01 | 17 | 25 | yes | FIXED | Diesel | 384.8
NWRKOHXB | CND01-CARRIER-09AZV012V5-2761790101M04 | HVAC - CONDENSER UNIT | 120000 |  | 2004-01-01 | 20 | 15 | no
NWRKOHXB | AHU02-Carrier-50BZN0085-1896B24122 | HVAC - AIR HANDLING UNIT | 60000 |  | 1996-05-01 | 28 | 15 | no
NWRKOHXB | CND02-CARRIER-9AB8114-3595X00952 | HVAC - CONDENSER UNIT |  |  | 1995-09-01 | 29 | 15 | no
NWRKOHXB | AHU01-Carrier-50BZN01251-1004B53989 | HVAC - AIR HANDLING UNIT | 120000 |  | 2004-03-01 | 20 | 15 | no
NWRKOHXB | CND03-BRYANT-569JP08A000A00A0A-1521C94087 | HVAC - CONDENSER UNIT |  |  | 2021-10-27 | 2 | 15 | yes
NWRKOHXB | AHU03-BRYANT-524JE08A000A20AAAA-2721U22515 | HVAC - AIR HANDLING UNIT | [5 empty] | no
NWRKOHXB | AHU01-YORK-NS10C00CTBAA4-N2F259A187 | HVAC - AIR HANDLING UNIT |  |  | 2024-01-03 |  |  | no
NWRKOHXB | CND01-YORK-YC120C00A2AAA6-N2B4156508 | HVAC - CONDENSER UNIT |  |  | 2024-01-03 |  |  | no
NWRKOHXB | AHU02-YORK-NS10C00CTBAA4-N2K0251431 | HVAC - AIR HANDLING UNIT | [5 empty] | no
NWRKOHXB | CND02-YORK-YC120C00A2AAA6-N2B4159566 | HVAC - CONDENSER UNIT | [5 empty] | no
NWRKOHXC | CND01-BRYANT-569JP124000A00A0AA-2214C94025 | HVAC - CONDENSER UNIT |  |  | 2014-01-01 | 10 | 15 | yes
NWRKOHXC | GEN02-CUMMINS-DSFAE1510854-F150838815 | GENERATOR PM |  | 100 | 2015-07-09 | 9 | 25 | yes | FIXED | DIESEL | 85.6
NWRKOHXC | AHU01-CARRIER-40RUAA12A1A6AA0-2914U02244 | HVAC - AIR HANDLING UNIT |  |  | 2014-03-23 | 10 | 15 | yes
NWRKOHXC | CND02-CARRIER-38AUDA12A0A5AA0-2914C90880 | HVAC - CONDENSER UNIT |  |  | 2014-03-23 | 10 | 15 | yes
NWRKOHXC | AHU02-BRYANT-524JE12A000A20-1414U12361 | HVAC - AIR HANDLING UNIT | [5 empty] | no
NWRKOHXC | CND01-BRYANT-569JP124000A00A0AA-2214C94026 | HVAC - CONDENSER UNIT |  |  | 2014-01-01 |  |  | no
NWRKOHXD | AHU02-Carrier-40RM008B611HC-2502F61200 | HVAC - AIR HANDLING UNIT | 90000 |  | 2002-06-01 | 22 | 15 | no
NWRKOHXD | CND02-CARRIER-38ARS008501-2402G20039 | HVAC - CONDENSER UNIT |  |  | 2002-06-01 | 22 | 15 | no
NWRKOHXD | AHU03-Liebert-CU66A-P09317 | HVAC - AIR HANDLING UNIT | 60000 |  |  |  |  | no
NWRKOHXD | CND03-LIEBERT-CSF086P-84120368 | HVAC - CONDENSER UNIT | [5 empty] | no
NWRKOHXD | GEN02-CUMMINS-DGHDB1510752-F150838812 | GENERATOR PM |  | 75 | 2015-07-08 | 9 | 25 | yes | FIXED | DIESEL | 190.6
NWRKOHXD | CND01-CARRIER-38ARS008501-2721C92090 | HVAC - CONDENSER UNIT | 90 |  | 2021-01-01 | 3 | 15 | yes
NWRKOHXD | AHU01-CARRIER-40RMUAA08T2A50A0A0-2120U11336 | HVAC - AIR HANDLING UNIT | [5 empty] | no
NWRKOHXD | CND01-CARRIER-38ARS008501-2721C92070 | HVAC - CONDENSER UNIT | 90 |  | 2021-01-01 |  |  | no
NWTNIAXC | GEN01-ONAN-350DFN17R28938C-C840742116 | GENERATOR PM |  | 350 | 1984-03-01 | 40 | 25 | no | FIXED | DIESEL | 836.6
NWTNIAXC | AHU01-CARRIER-40RM024B500HC-4696F40675 | HVAC - AIR HANDLING UNIT | 24000 |  | 1996-11-01 | 27 | 15 | no
NWTNIAXC | CND11-BOHN-BDT1000H2C-T06E02830 | HVAC - CONDENSER UNIT | [5 empty] | no
NWTNIAXC | AHU02-CARRIER-FB4ANF036-1696A13352 | HVAC - AIR HANDLING UNIT | 36000 |  | 1996-04-01 | 28 | 15 | no
NWTNIAXC | CND02-CARRIER-38TRA036331-'1496E00085 | HVAC - CONDENSER UNIT | 36000 |  | 1996-04-01 | 28 | 15 | no
NWTNIAXC | AHU03-CARRIER-40QNC0363-2911D00863 | HVAC - AIR HANDLING UNIT | 36000 |  | 2011-07-01 | 13 | 15 | yes
NWTNIAXC | AHU04-CARRIER-40RM008B61OHC-3000F18283 | HVAC - AIR HANDLING UNIT | 90000 |  | 2000-08-01 | 24 | 15 | no
NWTNIAXC | AHU05-CARRIER-40RM012H611HC-0406X00959 | HVAC - AIR HANDLING UNIT | 12000 |  | 2006-01-01 | 18 | 15 | no
NWTNIAXC | AHU06-CARRIER-40RM012H611HC-0406X00957 | HVAC - AIR HANDLING UNIT | 120000 |  | 2006-01-01 | 18 | 15 | no
NWTNIAXC | AHU07-CARRIER-FB4ANF01800-2199A16466 | HVAC - AIR HANDLING UNIT | 18000 |  | 1999-05-01 | 25 | 15 | no
NWTNIAXC | AHU10-CARRIER-40RM012B610GC-2100F03974 | HVAC - AIR HANDLING UNIT | 12000 |  | 2000-05-01 | 24 | 15 | no
NWTNIAXC | CND03-CARRIER-38HDF036301-1012X92689 | HVAC - CONDENSER UNIT | 36000 |  | 2012-03-01 | 12 | 15 | yes
NWTNIAXC | CND04-CARRIER-BDT1000H2C-T06A12222 | HVAC - CONDENSER UNIT | 80000 |  | 2000-03-01 | 24 | 15 | no
NWTNIAXC | CND05-BOHN-BDT1000H2C-T060E02828 | HVAC - CONDENSER UNIT | 24000 |  |  |  |  | no
NWTNIAXC | CND06-BOHN-BDT1000H2C-T06E02827 | HVAC - CONDENSER UNIT | [5 empty] | no
NWTNIAXC | CND07-CARRIER-38TRA018321-3199E21858 | HVAC - CONDENSER UNIT | 18000 |  | 1999-08-01 | 25 | 15 | no
NWTNIAXC | CND08-TRANE-CAUB020E1A01-J85F60450 | HVAC - CONDENSER UNIT | 36000 |  | 1985-06-01 | 39 | 15 | no
NWTNIAXC | CND09-CARRIER-38AKS012501-3501G01122 | HVAC - CONDENSER UNIT | 120000 |  | 2001-09-01 | 23 | 15 | no
NWTNIAXC | CND10-CARRIER-35AK5012501-3200G04131 | HVAC - CONDENSER UNIT | 120000 |  | 2000-08-01 | 24 | 15 | no
NWTNIAXC | AHU12-CARRIER-40RM024B500HC-4696F40674 | HVAC - AIR HANDLING UNIT | 80000 |  | 1996-11-01 | 27 | 15 | no
NWTNIAXC | CND12-BOHN-BDT1000H2C-T06A12221 | HVAC - CONDENSER UNIT | [5 empty] | no
NWTNIAXC | CND13-CARRIER-38AKS008501-1200G00007 | HVAC - CONDENSER UNIT | 80000 |  | 2000-03-01 | 24 | 15 | no
NWTNIAXC | AHU08-TRANE-L17-K6K782 | HVAC - AIR HANDLING UNIT | 72000 |  |  |  |  | no
NWTNIAXC | AHU09-CARRIER-40RM008B600HC-1300F89974 | HVAC - AIR HANDLING UNIT | [5 empty] | no
NWTNIAXC | AHU11-CARRIER-4RM012B610GC-2100F04009 | HVAC - AIR HANDLING UNIT | 12000 |  |  |  |  | no
NWTNIAXC | RTU01-DAIKIN-CUR100FYYY 0650751010-5UM8420101 | HVAC - ROOF TOP UNIT | 120000 |  | 1989-12-01 |  |  | no
NWTNIAXC | RTU02-DAIKIN-CUR075FYYY-5UL8400400 | HVAC - ROOF TOP UNIT | 90000 |  | 1989-11-01 |  |  | no
NWTNIAXC | RTU03-DAIKIN-CUR075FYYY-5UL8400500 | HVAC - ROOF TOP UNIT | 90000 |  | 1989-11-01 |  |  | no
NWTNIAXC | RTU04-CARRIER-50TCD12A2A5A0A0A0-2016P31243 | HVAC - ROOF TOP UNIT | 12000 |  | 2016-05-01 |  |  | no
NWTNIAXC | RTU05-RUUD-UKKAA060CK13E-2A5643ADAF510008896 | HVAC - ROOF TOP UNIT | 60000 |  | 2000-12-01 |  |  | no
NWTNIAXC | RTU06-DAIKIN-CUR100FYYY-5UC840900 | HVAC - ROOF TOP UNIT | 90000 |  | 1989-03-01 |  |  | no
NWTNIAXC | CND14-BOHN-BDT1000H20-T06E02829 | HVAC - CONDENSER UNIT | [5 empty] | no
NWTNIAXC | AHU03-CARRIER-40MAHBQ36XA3-3023V10119 | HVAC - AIR HANDLING UNIT | 36000 |  | 2023-12-28 |  |  | no
NWTNIAXC | CND03-CARRIER-38MARBQ36AA301-3223V15961 | HVAC - CONDENSER UNIT | 36000 |  | 2023-12-28 |  |  | no
NWTNIAXC | CND01-BOHN-BDT1000H2C-T0602829 | HVAC - CONDENSER UNIT | [5 empty] | no
OLHLKYXA | GEN01-CATERPILLAR-D606-CAT00C44KGLD00759 | GENERATOR PM |  | 100 | 2010-01-01 | 14 | 25 | yes | FIXED | Diesel | 321
OLHLKYXA | AHU01-LIEBERT-UH114AUC00-308078001 | HVAC - AIR HANDLING UNIT | 96000 |  | 1994-01-01 | 30 | 15 | no
OLHLKYXA | CND01-LIEBERT-FH199AC01- | HVAC - CONDENSER UNIT | 180000 |  | 1994-01-01 | 30 | 15 | no
OLHLKYXA | AHU02-LIEBERT-UH114AUC00-308078002 | HVAC - AIR HANDLING UNIT | 96000 |  | 1994-01-01 | 30 | 15 | no
OLHLKYXA | CND02-LIEBERT-FH199AC01- | HVAC - CONDENSER UNIT | 180000 |  | 1994-01-01 | 30 | 15 | no
OLHLKYXA | AHU03-DAIKIN-FHQ4ZMVSU-E001641 | HVAC - AIR HANDLING UNIT | 40500 |  |  |  |  | no
OLHLKYXA | CND03-DAIKIN-RZQ42PVJU9-E002265 | HVAC - CONDENSER UNIT | 40500 |  |  |  |  | no
OLHLKYXA | CND01-LIEBERT-CDF165LP-94050159 | HVAC - CONDENSER UNIT | 180000 |  | 1994-01-01 |  |  | no
OLHLKYXA | CND02-LIEBERT-CDF165LP-94050136 | HVAC - CONDENSER UNIT | 180000 |  | 1994-01-01 |  |  | no
OWVLKYXA | GEN01-CATERPILLAR-SRCR-100TH3439 | GENERATOR PM |  | 150 |  |  |  | no | FIXED | Diesel | 362
OWVLKYXA | AHU02-CARRIER-40RM008B611HC-3508625235 | HVAC - AIR HANDLING UNIT | 90000 |  | 2009-01-01 | 15 | 15 | no
OWVLKYXA | AHU03-CARRIER-40RM008B611HC-309400964 | HVAC - AIR HANDLING UNIT | 90000 |  | 2009-01-01 | 15 | 15 | no
OWVLKYXA | CND01-CARRIER-40RUAA08A2A6A0A0A0-1413U12955 | HVAC - CONDENSER UNIT | 79200 |  | 2012-01-01 | 12 | 15 | yes
OWVLKYXA | AHU01-CARRIER-38AUZA08A0A5A0A0A0-3012C91342 | HVAC - AIR HANDLING UNIT | 90000 |  | 2013-01-01 | 11 | 15 | yes
OWVLKYXA | CND02-CARRIER-38ARZ008501-0108G50113 | HVAC - CONDENSER UNIT | 90000 |  | 2008-01-01 | 16 | 15 | no
OWVLKYXA | CND03-CARRIER-38ARX008511-0609G50086 | HVAC - CONDENSER UNIT |  |  | 2005-01-01 | 19 | 15 | no
OWVLKYXA | AHU04-SURE-SH1C60245TANJA-W421902918 | HVAC - AIR HANDLING UNIT | [5 empty] | no
OWVLKYXA | CND04-SURE-SA1360AC1NB-M232023297 | HVAC - CONDENSER UNIT | 36000 |  |  |  |  | no
PECSTXXB | CND01-CARRIER-CAC060HAA-L0112320272 | HVAC - CONDENSER UNIT | 60000 |  | 2001-01-01 | 23 | 15 | no
PECSTXXB | WAC02-LIEBERT-ET060APOB-325749002 | HVAC - AC WALL UNIT | 60000 |  | 1999-01-01 | 25 | 15 | no
PECSTXXB | WAC03-LIEBERT-ET060APOB-325749001 | HVAC - AC WALL UNIT | 60000 |  | 1999-01-01 | 25 | 15 | no
PECSTXXB | AHU01-CARRIER-CAC060HAA-N551285 | HVAC - AIR HANDLING UNIT | 60000 |  |  |  |  | no
PECSTXXB | GEN01-CUMMINS-DSGAC1739911-E170191710 | GENERATOR PM |  | 150 | 2017-01-01 | 7 | 25 | yes | FIXED | DIESEL | 138
PECSTXXB | WAC04-LIEBERT-ET0607RP0BTA966-Y15KH50001 | HVAC - AC WALL UNIT | 60000 |  |  |  |  | no
PECSTXXB | WAC05-MARVAIR-MAA1060AA100N-2009F17662001 | HVAC - AC WALL UNIT | 60000 |  | 2020-01-01 | 4 | 15 | yes
PECSTXXB | WAC04-BARD-W60AFA05XWXXXJ-10065719 | HVAC - AC WALL UNIT | 60000 |  | 2025-12-01 |  |  | no
PITSGAXA | CND01-TRANE-4TTB3060A1000BA-9255W342F | HVAC - CONDENSER UNIT | 60000 |  | 2009-06-01 | 15 | 15 | no
PITSGAXA | CND02-TRANE-4TEC3F60B1000AA-9263T5T2V | HVAC - CONDENSER UNIT | 60000 |  | 2009-06-01 | 15 | 15 | no
PITSGAXA | PAC01-TRANE-2TWR1060A1000BA-5261N6DTF | HVAC - PACKAGE UNIT | 60000 |  | 2005-06-01 | 19 | 15 | no
PITSGAXA | AHU04-TRANE-TWE060P13080-5493WK42V | HVAC - AIR HANDLING UNIT | 60000 |  | 2005-12-01 | 18 | 15 | no
PITSGAXA | GEN01-KOHLER/GENSET-40REOZK-33FYGMC0017 | GENERATOR PM |  | 40 | 2020-06-01 | 4 | 25 | yes | FIXED | DIESEL | 90.1
PLNGOHXA | GEN01-KOHLER-100RE0ZJF-SGM323MPL | GENERATOR PM |  | 102 |  |  |  | no | FIXED | Diesel | 214.9
PLNGOHXA | AHU03-YORK-H5CE090A25A-NFMM071565 | HVAC - AIR HANDLING UNIT | 90000 |  | 2007-01-01 | 17 | 15 | no
PLNGOHXA | AHU04-YORK-H5CE090A25A-NFMM071566 | HVAC - AIR HANDLING UNIT | 90000 |  | 2007-01-01 | 17 | 15 | no
PLNGOHXA | AHU01-TRANE-m14-KOD177710 | HVAC - AIR HANDLING UNIT |  |  | 1970-01-01 | 54 | 15 | no
PLNGOHXA | CND02-LIEBERT-DD0260Y-0643C91579 | HVAC - CONDENSER UNIT | [5 empty] | no
PLNGOHXA | AHU02-LIEBERT-VS035KDC0EI144A-C11GBH0003 | HVAC - AIR HANDLING UNIT | [5 empty] | no
PNSLOHXA | GEN01-Cummins-A257262-231154 | GENERATOR PM |  | 60 |  |  |  | no | FIXED | Diesel | 1413
PNSLOHXA | AHU01-LIEBERT-UH114AC00-133838A | HVAC - AIR HANDLING UNIT | 96000 |  |  |  |  | no
PNSLOHXA | CND01-LIEBERT-DCDF1304-8807004 | HVAC - CONDENSER UNIT | [5 empty] | no
POTEOKAY | GEN01-ONAN-75ODYC15R12221K-B830650374 | GENERATOR PM |  | 75 | 1983-02-01 | 41 | 25 | no | PORTABLE | Diesel | 179.7
POTEOKAY | AHU01-LENNOX-G16Q41001-5884A11754 | HVAC - AIR HANDLING UNIT |  |  | 1984-01-01 | 40 | 15 | no
POTEOKAY | AHU02-LENNOX-G16Q41001-5884A11757 | HVAC - AIR HANDLING UNIT |  |  | 1984-01-01 | 40 | 15 | no
POTEOKAY | AHU05-LENNOX-G16Q41001-5884A11755 | HVAC - AIR HANDLING UNIT | 84000 |  | 1984-01-01 | 40 | 15 | no
POTEOKAY | AHU06-LENNOX-G16Q41001-5884A11750 | HVAC - AIR HANDLING UNIT | 84000 |  | 1984-01-01 | 40 | 15 | no
POTEOKAY | CND04-TRANE-TTA120G300AA-16392131YA | HVAC - CONDENSER UNIT | 120000 |  | 2017-01-01 | 7 | 15 | yes
POTEOKAY | CND02-CARRIER-38ARZ008511-2608G10140 | HVAC - CONDENSER UNIT | 84000 |  | 1984-01-01 | 40 | 15 | no
POTEOKAY | CND03-TRANE-TTA090G300AA-16475R7KYA | HVAC - CONDENSER UNIT | 90000 |  | 2017-01-01 | 7 | 15 | yes
POTEOKAY | AHU08-TRANE-TUD1C100A9601BA-16375WG21G | HVAC - AIR HANDLING UNIT |  |  | 2017-01-01 | 7 | 15 | yes
POTEOKAY | AHU07-TRANE-TUD1C100A9601BA-16332PUX1G | HVAC - AIR HANDLING UNIT |  |  | 2017-01-01 | 7 | 15 | yes
POTEOKAY | AHU04-TRANE-TUD1C100A9481BA-16421X7X1G | HVAC - AIR HANDLING UNIT |  |  | 2017-01-01 | 7 | 15 | yes
POTEOKAY | AHU03-TRANE-TUD1C100A9481BB-16524N951G | HVAC - AIR HANDLING UNIT |  |  | 2017-01-01 | 7 | 15 | yes
POTEOKAY | CND01-YORK-HIRA076S25H-W0H5827921 | HVAC - CONDENSER UNIT | 76000 |  |  |  |  | no
POTEOKAY | CND05-CARRIER-FB4CNF048-1711A82981 | HVAC - CONDENSER UNIT | [5 empty] | no
POTEOKXA | GEN01-Kohler-100ROZJ-691192 | GENERATOR PM |  | 100 | 2000-11-01 | 23 | 25 | yes | FIXED | Diesel | 503.3
POTEOKXA | AHU01-CARRIER-FB4CNP060-2614A91718 | HVAC - AIR HANDLING UNIT | 60000 |  | 2014-06-01 | 10 | 15 | yes
POTEOKXA | AHU02-CARRIER-FB4CNP060-0314A88464 | HVAC - AIR HANDLING UNIT | 60000 |  | 2014-01-01 | 10 | 15 | yes
POTEOKXA | CND01-CARRIER-38AUDA12A0A5A0P0A0-5013C94020 | HVAC - CONDENSER UNIT | 120000 |  | 2013-12-01 | 10 | 15 | yes
POTEOKXA | AHU03-CARRIER-FB4CNF048-1711A82981 | HVAC - AIR HANDLING UNIT | 48000 |  | 2011-04-01 | 13 | 15 | yes
POTEOKXA | CND02-CARRIER-24ABB348A310-1811E01030 | HVAC - CONDENSER UNIT | 48000 |  | 2011-05-01 | 13 | 15 | yes
POTEOKXA | AHU04-FEDDERS-HVB03605-6841242 | HVAC - AIR HANDLING UNIT | 36000 |  |  |  |  | no
POTEOKXA | CND04-YORK-H2CB036506A-MGWM306635 | HVAC - CONDENSER UNIT | 36000 |  |  |  |  | no
POTEOKXA | AHU06-YORK-N2AH014A06C-EFYS112799 | HVAC - AIR HANDLING UNIT | 36000 |  |  |  |  | no
POTEOKXA | CND06-YORK-H2C3036525A-MHY2454477 | HVAC - CONDENSER UNIT | 36000 |  | 1991-05-01 | 33 | 15 | no
POTEOKXA | AHU07-YORK-N2AH016A06C-EFYS188652 | HVAC - AIR HANDLING UNIT | 48000 |  |  |  |  | no
POTEOKXA | CND07-YORK-H2CB048525A-MKYM257530 | HVAC - CONDENSER UNIT | 48000 |  |  |  |  | no
POTEOKXA | AHU08-YORK-42AHD16A06C-EDYS063006 | HVAC - AIR HANDLING UNIT | 48000 |  |  |  |  | no
POTEOKXA | AHU09-YORK-N2AHD16A06C-EEYS082578 | HVAC - AIR HANDLING UNIT | 48000 |  |  |  |  | no
POTEOKXA | CND09-YORK-H2CB048525A-MKYM257533 | HVAC - CONDENSER UNIT | 48000 |  |  |  |  | no
POTEOKXA | AHU10-YORK-N2AHD16A06C-EEYS108162 | HVAC - AIR HANDLING UNIT | 48000 |  |  |  |  | no
POTEOKXA | CND10-YORK-H2CB0485258-MKYM257534 | HVAC - CONDENSER UNIT | 48000 |  |  |  |  | no
POTEOKXA | AHU12-FEDDERS-MC426H-691192 | HVAC - AIR HANDLING UNIT | [5 empty] | no
POTEOKXA | AHU11-YORK-NC090C00B6AAAA2-N2L1549226 | HVAC - AIR HANDLING UNIT | 90000 |  | 2023-02-19 | 1 | 15 | yes
POTEOKXA | CND11-YORK-N2L1549226-N2B2065432 | HVAC - CONDENSER UNIT | 90000 |  | 2023-02-16 | 1 | 15 | yes
POTEOKXA | CND12-YORK-YC090C00A2AAA5-W045803702 | HVAC - CONDENSER UNIT | 9000 |  |  |  |  | no
POTEOKXA | AHU13- HVB03605-Unk Serial | HVAC - AIR HANDLING UNIT | [5 empty] | no
POTEOKXA | CND03-YORK-H2CB048525A-EFEM239266 | HVAC - CONDENSER UNIT | [5 empty] | no
POTEOKXA | AHU05-FEDDERS-HBV485-5772636 | HVAC - AIR HANDLING UNIT | [5 empty] | no
POTEOKXA | AHU07-YORK-JHE48C5CG2SS1B-W2L5700488 | HVAC - AIR HANDLING UNIT | 48000 |  | 2025-12-18 |  |  | no
POTEOKXA | CND07-YORK-YC448E2S11A-C2E5807788 | HVAC - CONDENSER UNIT | 48000 |  | 2025-12-18 |  |  | no
PRCLOKXA | GEN01-Cummins-CC534C-3052031 | GENERATOR PM |  | 350 | 2000-01-01 | 24 | 25 | yes | FIXED | Diesel | 813
PRCLOKXA | AHU01-CARRIER-40RM024B611GC-3102F69392 | HVAC - AIR HANDLING UNIT |  |  | 2002-08-01 | 22 | 15 | no
PRCLOKXA | AHU02-LIEBERT-DH12AAAE1S426-CO8J010037 | HVAC - AIR HANDLING UNIT | [5 empty] | no
PRCLOKXA | CND01-CARRIER-38AKS021620-3102F69610 | HVAC - CONDENSER UNIT | 240000 |  | 2002-08-01 | 22 | 15 | no
PRCLOKXA | AHU04-TRANE-TWV736A140A0-C06343931 | HVAC - AIR HANDLING UNIT |  |  | 2006-03-01 | 18 | 15 | no
PRCLOKXA | CND02-UnkMan-PH13NR036F-0408X74535 | HVAC - CONDENSER UNIT | [5 empty] | no
PRCLOKXA | CND03-LIEBERT-DCDF205A-C12E2F2258 | HVAC - CONDENSER UNIT | [5 empty] | no
PRCLOKXA | CND04-LIEBERT-DCDF205A-0838C15388 | HVAC - CONDENSER UNIT |  |  | 2008-09-01 | 16 | 15 | no
PRCLOKXA | CND06-LIEBERT-DS035ASA0E1467A-C12D8E0174 | HVAC - CONDENSER UNIT | [5 empty] | no
PRCLOKXA | AHU05-TRANE-TTA240H400A-16421879TA | HVAC - AIR HANDLING UNIT | 240000 |  | 2016-10-01 | 8 | 15 | yes
PRCLOKXA | CND05-TRANE-TWE240E400B-16384LEHWA | HVAC - CONDENSER UNIT | 240000 |  | 2016-09-01 | 8 | 15 | yes
PRCLOKXA | CND04-38TH030310DL-2589E54902 | HVAC - CONDENSER UNIT | [5 empty] | no
PRCLOKXA | CND02-UnkMan-PH13NR036F-0408X74536 | HVAC - CONDENSER UNIT |  |  | 2006-03-01 |  |  | no
PRCLOKXA | AHU05-TRANE-TTA240H400A-16421579TA | HVAC - AIR HANDLING UNIT | 240000 |  | 2016-10-01 |  |  | no
PRRYGAAI | WAC01-BARD-W24A1A0Z-314F10270004802 | HVAC - AC WALL UNIT | 24000 |  | 2010-06-01 | 14 | 15 | yes
PRRYGAAI | CND01-TRANE-4TWA3048A3000AA-9294RTE2F | HVAC - CONDENSER UNIT | 48000 |  | 2009-07-01 | 15 | 15 | no
PRRYGAAI | CND02-TRANE-TWR030C100A2-H21263673 | HVAC - CONDENSER UNIT | 30000 |  | 1993-05-01 | 31 | 15 | no
PRRYGAAI | CND03-TRANE-2TWA0060A3000AB-742319W1F | HVAC - CONDENSER UNIT | 60000 |  | 2007-10-01 | 17 | 15 | no
PRRYGAAI | CND04-TRANE-4TWA3030A1000BA-9241WHS4F | HVAC - CONDENSER UNIT | 30000 |  | 2009-06-01 | 15 | 15 | no
PRRYGAAI | CND05-TRANE-TWR036C100A2-M0755B0CF | HVAC - CONDENSER UNIT | 36000 |  | 2007-12-01 | 16 | 15 | no
PRRYGAAI | AHU01-TRANE-4TEC3F30B1000AA-92821111V | HVAC - AIR HANDLING UNIT | 30000 |  | 2009-07-01 | 15 | 15 | no
PRRYGAAI | AHU02-TRANE-2TEC3F60B1000AA-74543TX2V | HVAC - AIR HANDLING UNIT | 60000 |  | 2007-11-01 | 16 | 15 | no
PRRYGAAI | AHU03-TRANE-TWV036B140A1-M06340609 | HVAC - AIR HANDLING UNIT | 36000 |  | 2006-12-01 | 17 | 15 | no
PRRYGAAI | AHU04-TRANE-4TEC3F48B1000AA-9303L7T2V | HVAC - AIR HANDLING UNIT | 48000 |  | 2009-07-01 | 15 | 15 | no
PRRYGAAI | AHU05-TRANE-TWH03CB140A1-H20365073 | HVAC - AIR HANDLING UNIT | 36000 |  | 1993-05-01 | 31 | 15 | no
PRRYGAAI | CND02-TRANE-4TWR4030G1000AB-21432PTN4F | HVAC - CONDENSER UNIT | 30000 |  | 1993-05-01 |  |  | no
PRRYGAAI | AHU02-TRANE-TEM4B0C60S51SAA-244320093V | HVAC - AIR HANDLING UNIT |  |  | 2024-01-01 |  |  | no
PRRYGAAI | AHU05-TRANE-TEM4A0B305315BA-S1439VPP3V | HVAC - AIR HANDLING UNIT |  |  | 2021-01-01 |  |  | no
PRRYGAAI | AHU06-TRANE-4TEC3F48B1000AA-9303L7T2V | HVAC - AIR HANDLING UNIT |  |  | 2009-01-01 |  |  | no
PRRYGAXA | GEN01-DETROIT-10637305-06A0343274 | GENERATOR PM |  | 150 |  |  |  | no | FIXED | DIESEL | 213
PRRYGAXA | WAC01-BARD-WA602-154J05205838602 | HVAC - AC WALL UNIT | 60000 |  | 2005-10-01 | 19 | 15 | no
PRRYGAXA | WAC02-BARD-WA242-14K02175374002 | HVAC - AC WALL UNIT | 24000 |  | 2002-11-01 | 21 | 15 | no
PRRYGAXA | CND01-CARRIER-38AUZA16A0G5A0A0A-2310U12875 | HVAC - CONDENSER UNIT |  |  | 2010-06-01 | 14 | 15 | yes
PRRYGAXA | CND02-CARRIER-38AUZA16A0G5A0A0A0-0311U02515 | HVAC - CONDENSER UNIT | 156000 |  | 2011-01-01 | 13 | 15 | yes
PRRYGAXA | CND04-TRANE-2TWR2024A1000AB-52614W44F | HVAC - CONDENSER UNIT | 24000 |  | 2005-06-01 | 19 | 15 | no
PRRYGAXA | AHU01-CARRIER-40RUAA16A2A6A0A0A0-311Q420376 | HVAC - AIR HANDLING UNIT | 180000 |  | 2011-01-01 | 13 | 15 | yes
PRRYGAXA | AHU02-CARRIER-40RUQA16A2A6A0A0A0-1411U12844 | HVAC - AIR HANDLING UNIT | 180000 |  | 2014-05-01 | 10 | 15 | yes
PRRYGAXA | AHU04-TRANE-TWE024P13080-52527PX2V | HVAC - AIR HANDLING UNIT | 24000 |  | 2005-06-01 | 19 | 15 | no
PRRYGAXA | AHU05-TRANE-TWE061D300AA-15361N5EBA | HVAC - AIR HANDLING UNIT | [5 empty] | no
PRRYGAXA | CND05-TRANE-4TTA3060D3000CA-15353KR25F | HVAC - CONDENSER UNIT | [5 empty] | no
PRRYGAXA | AHU03-Trane-TTA12043DAA03BS01000-23512936YA | HVAC - AIR HANDLING UNIT |  |  | 2024-02-13 | 0 | 15 | yes
PRRYGAXA | CND03-Trane-TWE12043BAA04A000-22151242BA | HVAC - CONDENSER UNIT |  |  | 2024-02-13 | 0 | 15 | yes
PRRYGAXA | AHU05-TRANE-5TEM4D07AC51SA-244735SP3V | HVAC - AIR HANDLING UNIT | 60000 |  | 2025-02-28 |  |  | no
PRRYGAXA | CND05-TRANE-5TTA4060A3000A-25063395KF | HVAC - CONDENSER UNIT | 60000 |  | 2025-02-28 |  |  | no
PRRYOHXA | GEN01-Cummins-125CT6034803-F890248421 | GENERATOR PM |  | 125 | 1989-06-01 | 35 | 25 | no | FIXED | Diesel | 14555.2
PRRYOHXA | CND01-LIEBERT-24ABB360A340-4316E02420 | HVAC - CONDENSER UNIT | 36000 |  | 2016-10-01 | 8 | 15 | yes
PRRYOHXA | CND01-CARRIER-24ABB360A340-4316E02420 | HVAC - CONDENSER UNIT | 60000 |  | 2016-10-01 |  |  | no
PRRYOHXA | AHU02-CARRIER-FB4CNP060L00AEA0-3215A85668 | HVAC - AIR HANDLING UNIT | 60000 |  | 2015-08-01 |  |  | no
PRRYOHXA | CND02-TRANE-4TTA3060D3000DA-24402P9A5F | HVAC - CONDENSER UNIT |  |  | 2025-03-21 |  |  | no
PRRYOHXA | CND03-TRANE-4TTA3060D3000DA-24402PU25F | HVAC - CONDENSER UNIT | 60000 |  | 2025-06-10 |  |  | no
PRRYOHXA | AHU01-TRANE-TWE12043BAAP01H-24391727BA | HVAC - AIR HANDLING UNIT | 120000 |  | 2025-06-10 |  |  | no
PRRYOHXA | AHU02-LIEBERT-CDF1304-8904189 | HVAC - AIR HANDLING UNIT | [5 empty] | no
PRRYOHXA | AHU03-LIEBERT-CD130Y-3068512 | HVAC - AIR HANDLING UNIT | [5 empty] | no
PWPNOHXA | GEN01-CUMMINS-4BT39G2-A900292299 | GENERATOR PM |  | 60 | 1990-01-01 | 34 | 25 | no | FIXED | Diesel | 806.3
PWPNOHXA | AHU01-TRANE-TWE06043AAA04A10-21092272BA | HVAC - AIR HANDLING UNIT | 5 |  |  |  |  | no
PWPNOHXA | CND01-TRANE-4TTA3060D30000DA-21085SLD5F | HVAC - CONDENSER UNIT | 60000 |  |  |  |  | no
PWPNOHXA | AHU02-AMERICAN STANDARD-TWE061D300AA-17271WRRBA | HVAC - AIR HANDLING UNIT | 5 |  |  |  |  | no
PWPNOHXA | CND02-AMERICAN STANDARD-AMS4A7C3060-16105M5D5F | HVAC - CONDENSER UNIT | 5 |  |  |  |  | no
PYTNTXXA | GEN01-STEWART&STEVENSON-8V92CDT73155B-131219 | GENERATOR PM |  | 275 |  |  |  | no | FIXED | Diesel | 689.3
PYTNTXXA | AHU03-LIEBERT-VS035ADC0E1284A-C116E8E0155 | HVAC - AIR HANDLING UNIT | 60000 |  | 2011-01-01 | 13 | 15 | yes
PYTNTXXA | AHU04-LIEBERT-VS035ADC0E1284A-C116E8E0156 | HVAC - AIR HANDLING UNIT | 60000 |  | 2011-01-01 | 13 | 15 | yes
PYTNTXXA | AHU05-TRANE-CRHE500B3C1POR1C2B0-N11K05061 | HVAC - AIR HANDLING UNIT | 480000 |  | 1998-01-01 | 26 | 15 | no
PYTNTXXA | AHU02-YORK-AEG0CX21B-W206502908 | HVAC - AIR HANDLING UNIT | 60000 |  | 2005-01-01 | 19 | 15 | no
PYTNTXXA | AHU01-BARD-WC0HCA05XXXXXJ-289H213877607-02 | HVAC - AIR HANDLING UNIT | [5 empty] | no
PYTNTXXA | CND01-BARD-4CE60CX21B-W1A6266795 | HVAC - CONDENSER UNIT | [5 empty] | no
PYTNTXXA | CND02-LIEBERT-MCM080E8YDF914-416EA40089 | HVAC - CONDENSER UNIT | [5 empty] | no
PYTNTXXA | CND03-LIEBERT-MCM080E8YDF914-416EAY0090 | HVAC - CONDENSER UNIT | [5 empty] | no
QKCYOHXA | GEN01-DETROIT-DDC90-17296 | GENERATOR PM |  | 90 |  |  |  | no | FIXED | Diesel | 1914.6
QKCYOHXA | AHU01-CARRIER-50BU006530-1092F89076 | HVAC - AIR HANDLING UNIT | 60000 |  | 1992-03-01 | 32 | 15 | no
QKCYOHXA | AHU02-CARRIER-FB4CNP060-2015A82511 | HVAC - AIR HANDLING UNIT | 60000 |  | 2015-01-01 | 7 | 15 | yes
QKCYOHXA | CND02-CARRIER-113APA0606-1615E18937 | HVAC - CONDENSER UNIT |  |  | 2017-01-01 | 7 | 15 | yes
QKCYOHXA | CND01-CARRIER-9AB6114-0492XO3811 | HVAC - CONDENSER UNIT |  |  | 1992-01-01 | 32 | 15 | no
QKCYOHXA | AHU01-BRYANT-FJ4DNXD60-4323F07952 | HVAC - AIR HANDLING UNIT | 60000 |  | 2024-07-17 |  |  | no
QKCYOHXA | CND01-BRYANT-114SAN060A-1124E00346 | HVAC - CONDENSER UNIT | 60000 |  | 2024-07-17 |  |  | no
RCFDOHXA | GEN01-Cummins-100DGDB5779074-K060989456 | GENERATOR PM |  | 100 |  |  |  | no | FIXED | Diesel | 697.3
RCFDOHXA | WAC01-LIEBERT-UH125ACO1-87547A | HVAC - AC WALL UNIT | 120000 |  |  |  |  | no
RCFDOHXA | WAC02-LIEBERT-COF1304-85020118 | HVAC - AC WALL UNIT | [5 empty] | no
RCFDOHXA | WAC03-DATAAIRE-GFAU-03532-2022-0328-A | HVAC - AC WALL UNIT | 120000 |  | 2022-06-15 | 2 | 15 | yes
RCFDOHXA | WAC04-DATAAIRE-GHRC-03932-2022-0329-A | HVAC - AC WALL UNIT | 120000 |  | 2022-06-15 | 2 | 15 | yes
RSSLKYXB | GEN01-CATERPILLAR-SR4-6JA01822 | GENERATOR PM |  | 100 |  |  |  | no | FIXED | Diesel | 264
RSSLKYXB | AHU01-CARRIER-FB4CNF066T00A-3612A83259 | HVAC - AIR HANDLING UNIT | 60000 |  | 2012-01-01 | 12 | 15 | yes
RSSLKYXB | WAC01-LIEBERT-FH114AUCP-120676A | HVAC - AC WALL UNIT | 96000 |  | 1994-01-01 | 30 | 15 | no
RSSLKYXB | WAC02-LIEBERT-FH114AUC10-120676B | HVAC - AC WALL UNIT | 96000 |  | 1994-01-01 | 30 | 15 | no
RSSLKYXB | CND01-CARRIER -24ABB360A320-321E00120 | HVAC - CONDENSER UNIT | 60000 |  |  |  |  | no
RSSLKYXB | WAC03-YORK-AE36BX21C-WIH7035464 | HVAC - AC WALL UNIT | [5 empty] | no
RSSLKYXB | CND01-YORK-YCD36B21SA-W1A7365690 | HVAC - CONDENSER UNIT | [5 empty] | no
RSSLKYXB | AHU03-YORK-AE36BX21C-WIH7035464 | HVAC - AIR HANDLING UNIT | [5 empty] | no
SGLDTXXD | GEN01-KOHLER-275RE0ZJE-5GM3228GL | GENERATOR PM |  | 350 |  |  |  | no | FIXED | DIESEL | 538
SGLDTXXD | AHU01-TRANE-TWE300E400AA-18123RBAWA | HVAC - AIR HANDLING UNIT | 300000 |  | 2018-07-11 | 6 | 15 | yes
SGLDTXXD | CND01-TRANE-TTA300J400AA-18101XWDTA | HVAC - CONDENSER UNIT | 300000 |  | 2018-07-09 | 6 | 15 | yes
SGLDTXXD | AHU02-TRANE-TYPE21-U80D14079 | HVAC - AIR HANDLING UNIT | [5 empty] | no
SGLDTXXD | CND02-TRANE-TTA30044CABO1AE01-20101292TA | HVAC - CONDENSER UNIT | [5 empty] | no
SGLDTXXE | GEN01-DETROIT-680FDR8060GG-P528-NA-3043135 | GENERATOR PM |  | 600 | 1983-01-01 | 41 | 25 | no | FIXED | Diesel | 881.7
SGLDTXXE | CND02-Carrier-30AH064F621BA-4213Q64364 | HVAC - CONDENSER UNIT | 720000 |  | 1983-01-01 | 41 | 15 | no
SGLDTXXE | AHU04-CARRIER-CS402SVFCDPY-83916425AH1 | HVAC - AIR HANDLING UNIT |  |  | 2015-01-02 | 9 | 15 | yes
SGLDTXXE | AHU03-YORK-NJ20C00ESAAA2-N1B7464131 | HVAC - AIR HANDLING UNIT |  |  | 2017-02-01 | 7 | 15 | yes
SGLDTXXE | CND03-Hankinson-YJ20C00AWAEA4-N1C7518509 | HVAC - CONDENSER UNIT | 240000 |  | 2017-03-01 | 7 | 15 | yes
SGLDTXXE | AHU01-RHEEM-RHIT60245TNJA-W201626123 | HVAC - AIR HANDLING UNIT | 60000 |  | 2016-06-01 | 8 | 15 | yes
SGLDTXXE | AHU02-CARRIER-CS402SUFCDTY-83-916425-A-H-1 | HVAC - AIR HANDLING UNIT | 720000 |  | 2016-10-26 | 7 | 15 | yes
SGLDTXXE | CND01-RUUD-RA146DAJINA-W221600770 | HVAC - CONDENSER UNIT | 60000 |  | 2016-06-01 | 8 | 15 | yes
SGLDTXXE | CND04-CARRIER-38AH-064-E621BA-4215Q64366 | HVAC - CONDENSER UNIT | 720000 |  | 2015-01-01 | 9 | 15 | yes
SGLDTXXE | AHU05-TRANE-000-21222131TA | HVAC - AIR HANDLING UNIT |  |  | 2021-01-01 | 3 | 15 | yes
SGLDTXXE | CND05-TRANE-TWE35055BAA050-21252345WA | HVAC - CONDENSER UNIT |  |  | 2021-01-01 | 3 | 15 | yes
SGLDTXXE | CND04-CARRIER-38AH-064-E621BA-4215Q64364 | HVAC - CONDENSER UNIT | 720000 |  | 2015-01-01 |  |  | no
SGLDTXXE | AHU06-CARRIER-38AH064E621BA-215Q64366 | HVAC - AIR HANDLING UNIT | 360000 |  | 2015-10-12 |  |  | no
SHBGKYAB | WAC01-BARD-WA421A10XXXXXH-126A95089994902 | HVAC - AC WALL UNIT | 24000 |  | 1995-01-01 | 29 | 15 | no
SHDNKYXA | GEN01-OLYMPIAN-D60P3-OLY00000TNPF03771 | GENERATOR PM |  | 60 |  |  |  | no | FIXED | Diesel | 341
SHDNKYXA | AHU01-LENNOX-CB29M651P-5898B26755 | HVAC - AIR HANDLING UNIT | 60000 |  | 1998-02-01 | 26 | 15 | no
SHDNKYXA | CND01-TRANE-2TTA3060AB000BA-14265KJA4F | HVAC - CONDENSER UNIT | 60000 |  |  |  |  | no
SHDNKYXA | CND02-LENNOX-CB29M6511-5898326756 | HVAC - CONDENSER UNIT | 60000 |  | 1998-02-01 | 26 | 15 | no
SHDNKYXA | AHU02-CARRIER-24A135360A500-4308E11775 | HVAC - AIR HANDLING UNIT | 60000 |  | 2008-10-01 | 16 | 15 | no
SHPVKYXA | AHU01-TRANE-TWE090A300BA-H21175745 | HVAC - AIR HANDLING UNIT | 90000 |  | 1993-05-01 | 31 | 15 | no
SHPVKYXA | AHU02-TRANE-TWE000A300BA-H2117546 | HVAC - AIR HANDLING UNIT |  |  | 1993-05-01 | 31 | 15 | no
SHPVKYXA | AHU03-TRANE-TWE000A300BA-H21175744 | HVAC - AIR HANDLING UNIT | 90000 |  | 1993-05-01 | 31 | 15 | no
SHPVKYXA | GEN01-CUMMINS-60GGHE5003821-J010301227 | GENERATOR PM |  | 60 | 2001-10-01 | 23 | 25 | yes | FIXED | LIQUID PROPANE | 839
SHPVKYXA | CND01-TRANE-TTA090A300BA-H20198960 | HVAC - CONDENSER UNIT | 90000 |  | 1993-05-01 | 31 | 15 | no
SHPVKYXA | CND02-TRANE-TTA090A300BA-847101696L | HVAC - CONDENSER UNIT | 90000 |  | 1993-05-01 | 31 | 15 | no
SHPVKYXA | CND03-TRANE-TTA090A300BA-H20198020 | HVAC - CONDENSER UNIT | 120000 |  | 1993-05-01 | 31 | 15 | no
SHPVKYXA | CND04-TRANE-2TTA0048A3000AA-438283N3F | HVAC - CONDENSER UNIT | 48000 |  | 2004-09-01 | 20 | 15 | no
SHPVKYXA | CND05-TRANE-2TTA0048A3000AA-4383J7U3F | HVAC - CONDENSER UNIT | 100000 |  | 2004-10-01 | 9 | 15 | yes
SHPVKYXA | AHU04-TRANE-TXC049C4HP00-4324NBT5G | HVAC - AIR HANDLING UNIT | 100000 |  | 2015-10-01 | 9 | 15 | yes
SHPVKYXA | AHU05-TRANE-TXC049C4HP00-43450EH5G | HVAC - AIR HANDLING UNIT | 100000 |  | 2004-10-01 | 20 | 15 | no
SHPVKYXA | AHU06-TTA090A300BA-H20198023 | HVAC - AIR HANDLING UNIT | 7.5 |  | 1993-01-01 | 31 | 15 | no
SHPVKYXA | CND06-TRANE-TUX100C948D3-44254XL76 | HVAC - CONDENSER UNIT | [5 empty] | no
SHPVKYXA | AHU07-TRANE-TUX100C94803-44254XF7G | HVAC - AIR HANDLING UNIT | 48000 |  | 2004-11-01 |  |  | no
SHPVKYXA | AHU02-TRANE-TWE090K3AAAP01L-25511053BA | HVAC - AIR HANDLING UNIT | 90000 |  | 2026-04-01 |  |  | no
SHPVKYXA | CND03-TRANE-TTA090K3AAAE02Q-25481709YA | HVAC - CONDENSER UNIT | 90000 |  | 2026-04-01 |  |  | no
SHRDARXA | GEN01-CUMMINS-200DFAA-E960606698 | GENERATOR PM |  | 200 | 1996-05-01 | 28 | 25 | no | FIXED | Diesel | 698.2
SHRDARXA | AHU06-CARRIER-FB4CNF042-2612A84331 | HVAC - AIR HANDLING UNIT | 42000 |  | 2012-06-01 | 12 | 15 | yes
SHRDARXA | AHU05-CARRIER-FB4CNF042-2612A84325 | HVAC - AIR HANDLING UNIT | 42000 |  | 2012-06-01 | 12 | 15 | yes
SHRDARXA | AHU01-TRANE-TWE090D100AA-14124NKEBA | HVAC - AIR HANDLING UNIT | 90000 |  |  |  |  | no
SHRDARXA | AHU07-TRANE-TWE090A100BA-H21175682 | HVAC - AIR HANDLING UNIT | 90000 |  |  |  |  | no
SHRDARXA | AHU02-CARRIER-FB4CNF060-304A87994 | HVAC - AIR HANDLING UNIT | 60000 |  |  |  |  | no
SHRDARXA | CND01-TRANE-TTA090D300AA-14123502YA | HVAC - CONDENSER UNIT | 90000 |  |  |  |  | no
SHRDARXA | CND02-CARRIER-24ABB360A320-2511E05706 | HVAC - CONDENSER UNIT | 360000 |  | 2011-06-01 | 13 | 15 | yes
SHRDARXA | CND03-RHEEM-RAND030JA2-7294M50060X459 | HVAC - CONDENSER UNIT |  |  | 2006-12-01 | 17 | 15 | no
SHRDARXA | CND04-HEIL-N2A34BA-E063402 | HVAC - CONDENSER UNIT | 42000 |  | 2006-08-01 | 18 | 15 | no
SHRDARXA | CND05-CARRIER-25HBC336A300-2112E26399 | HVAC - CONDENSER UNIT | 36000 |  | 2012-05-01 | 12 | 15 | yes
SHRDARXA | CND06-CARRIER-25HBC336A300-2312E27796 | HVAC - CONDENSER UNIT | 36000 |  | 2012-06-01 | 12 | 15 | yes
SHRDARXA | AHU03-CARRIER-58STA110-3904A43293 | HVAC - AIR HANDLING UNIT | 110000 |  | 2004-09-01 | 20 | 15 | no
SHRDARXA | AHU04-HEIL-N8MPN100F20B1-A060946224 | HVAC - AIR HANDLING UNIT |  |  | 2006-03-01 | 18 | 15 | no
SHRDARXA | CND07-TRANE-TTA090A300BA-H26198536 | HVAC - CONDENSER UNIT | 90000 |  | 1993-06-01 | 31 | 15 | no
SHRDARXA | AHU02-CARRIER-FB4CNF060-3011A87994 | HVAC - AIR HANDLING UNIT | 60000 |  |  |  |  | no
SHRDARXA | CND01-TRANE-TTA090D300AA-14123SU2YA | HVAC - CONDENSER UNIT | 90000 |  |  |  |  | no
SHRDARXA | CND03-RHEEM-RAND030JA2-7294M500608459 | HVAC - CONDENSER UNIT | 30000 |  | 2006-12-01 |  |  | no
SHRDARXA | RTU01-RHEEM-RGEA14060AJT101AB-F112001275 | HVAC - ROOF TOP UNIT | 60000 |  | 2020-04-09 |  |  | no
SHRDARXA | AHU08-Rheem-RH1P6024STANJA-92220502001 | HVAC - AIR HANDLING UNIT | 60000 |  | 2024-03-12 |  |  | no
SHRDARXA | CND08-Rheem-RA1460CC1NB-W402351454 | HVAC - CONDENSER UNIT | 60000 |  | 2024-03-12 |  |  | no
STWLOKXA | GEN01-KOHLER-60ROZJ-691196 | GENERATOR PM |  | 60 | 2000-01-01 | 24 | 25 | yes | FIXED | Diesel | 619.6
STWLOKXA | PAC01-TRANE-TSC060E3E0A00000000-938100045 L | HVAC - PACKAGE UNIT | 60000 |  | 2009-09-01 | 15 | 15 | no
STWLOKXA | AHU01-TRANE-2TEC3F60B1000AA-73348FG2V | HVAC - AIR HANDLING UNIT | 60000 |  | 2007-08-01 | 17 | 15 | no
STWLOKXA | CND01-TRANE-2TTA3060A3000AA-83120A54F | HVAC - CONDENSER UNIT | 60000 |  | 2008-08-01 | 16 | 15 | no
STWLOKXA | PAC02-GE-BTC048D300B0-221790A16 | HVAC - PACKAGE UNIT | 48000 |  |  |  |  | no
STWLOKXA | AHU02-YORK-JHE60C5CH2SS1A-W2F5164486 | HVAC - AIR HANDLING UNIT | 60000 |  | 2025-10-13 |  |  | no
STWLOKXA | CND02-YORK-XC360E3S11A-C2F5009611 | HVAC - CONDENSER UNIT | 60000 |  | 2025-10-13 |  |  | no
STWLOKXA | AHU03-YORK-JHE60C5CH2SS1A-W2F5164449 | HVAC - AIR HANDLING UNIT | 60000 |  | 2025-10-13 |  |  | no
STWLOKXA | CND03-YORK-XC360E3S11A-C2F5009612 | HVAC - CONDENSER UNIT | 60000 |  | 2025-10-13 |  |  | no
SUVLGAXA | GEN01-CUMMINS-ONAN-G920476571 | GENERATOR PM |  | 100 | 1992-07-24 | 32 | 25 | no | FIXED |  | 1552.5
SUVLGAXA | WAC01-ARMSTRONG-LCC120SN1Y-5602E00321 | HVAC - AC WALL UNIT | 120000 |  | 2002-05-01 | 22 | 15 | no
SUVLGAXA | CND02-ALLIED-TSA090S4-5614B02334 | HVAC - CONDENSER UNIT | 90000 |  | 2014-02-01 | 10 | 15 | yes
SUVLGAXA | AHU01-ALLIED-TAA090S4D1Y-5614A09791 | HVAC - AIR HANDLING UNIT | 90000 |  | 2014-01-01 | 10 | 15 | yes
SUVLGAXA | AHU02-ALLIED-CB17953-5608B01990 | HVAC - AIR HANDLING UNIT | 90000 |  | 2008-02-01 | 16 | 15 | no
SUVLGAXA | CND01-ALLIED-TSA090S4SN1Y-5615D04892 | HVAC - CONDENSER UNIT | 90000 |  | 2015-04-01 | 9 | 15 | yes
SUVLGAXA | PAC01-LENNOX-TCA240S2BN1Y-5606D5152 | HVAC - PACKAGE UNIT | 240000 |  |  |  |  | no
SWNYTXXA | GEN01-KOHLER-230ROZ71-86873 | GENERATOR PM |  | 230 |  |  |  | no | FIXED | Diesel | 192.8
SWNYTXXA | CND02-Rudd-RAWL-240DA2-F011801743 | HVAC - CONDENSER UNIT | 24000 |  | 2018-01-01 |  |  | no
SWNYTXXA | CND01-Trane-TTA24044CAA01AS0-20371367TA | HVAC - CONDENSER UNIT | 24000 |  | 1981-01-01 | 43 | 15 | no
SWNYTXXA | CND03-CARRIER-38BA008630-4280G12981 | HVAC - CONDENSER UNIT | 36000 |  | 1981-01-01 | 43 | 15 | no
SWNYTXXA | AHU01-Trane-TWE24044BAA04A10-20371644WA | HVAC - AIR HANDLING UNIT | 288000 |  | 1981-01-01 | 43 | 15 | no
SWNYTXXA | AHU02-Rudd-RHGL-2402K-F331802485 | HVAC - AIR HANDLING UNIT | 288000 |  |  |  |  | no
SWNYTXXA | AHU03-LENNOX-CB17-95U1-5490B00064 | HVAC - AIR HANDLING UNIT | 36000 |  | 1990-02-01 | 34 | 15 | no
SYMRTXXA | GEN01-Marathon-502FDR7024JJW-SA19520331151 | GENERATOR PM |  | 135 |  |  |  | no | FIXED | Diesel | 572
SYMRTXXA | GEN02-STEWART&STEVENSON-TM4GDT150-12757323 | GENERATOR PM |  | 150 |  |  |  | no | PORTABLE | Diesel | 590.9
SYMRTXXA | AHU05-TRANE-M31-K2L227066 | HVAC - AIR HANDLING UNIT | [5 empty] | no
SYMRTXXA | AHU06-TRANE-L12-K22223067 | HVAC - AIR HANDLING UNIT | [5 empty] | no
SYMRTXXA | AHU03-LIEBERT-CCBB08CEGD0-K85M85286 | HVAC - AIR HANDLING UNIT | [5 empty] | no
SYMRTXXA | AHU01-LIEBERT-FH376CC01-107039A | HVAC - AIR HANDLING UNIT | 240000 |  | 1985-01-01 | 39 | 15 | no
SYMRTXXA | AHU02-LIEBERT-FH376C01-107039B | HVAC - AIR HANDLING UNIT | 240000 |  |  |  |  | no
SYMRTXXA | AHU04-LIEBERT-M6-K2L227068 | HVAC - AIR HANDLING UNIT | [5 empty] | no
SYVNGAXA | GEN01-CUMMINS-60DGCBH-H880147892 | GENERATOR PM |  | 60 | 1988-08-17 | 36 | 25 | no | FIXED | DIESEL | 1131.2
SYVNGAXA | PAC01-TRANE-YCC060F3M0BH-22011XT2H | HVAC - PACKAGE UNIT | 60000 |  | 2002-05-01 | 22 | 15 | no
SYVNGAXA | WAC02-BARD-W42A1B15XPXXXE-319H122920951-02 | HVAC - AC WALL UNIT | [5 empty] | no
SYVNGAXA | WAC01-EUBANKS-EAA1036AA000N-2403F34943305 | HVAC - AC WALL UNIT | 36000 |  | 2024-05-08 | 0 | 15 | yes
SYVNGAXA | WAC01-BARD- WA372A00-225P03187374402 | HVAC - AC WALL UNIT | 36000 |  | 2024-05-08 |  |  | no
TCMSOKXB | GEN01-S&S-8V92GDTA13400-136315219128 | GENERATOR PM |  | 350 |  |  |  | no | FIXED | Diesel | 591.6
TCMSOKXB | AHU01-CARRIER-40RUAA25A5A6A0A0A0-2814U02207 | HVAC - AIR HANDLING UNIT |  |  | 2014-07-01 | 10 | 15 | yes
TCMSOKXB | CND01-CARRIER-38AUDA25A0A6A0A0A0-3114P45656 | HVAC - CONDENSER UNIT | 24000 |  | 2014-08-01 | 10 | 15 | yes
TCMSOKXB | AHU02-CARRIER-40RUAA25A5A6A0A0A0-2814u02208 | HVAC - AIR HANDLING UNIT | 24000 |  | 2014-07-01 | 10 | 15 | yes
TCMSOKXB | CND02-CARRIER-38AUDA25A0A6A0A0A0-3114P45658 | HVAC - CONDENSER UNIT | 300000 |  | 2014-08-01 | 10 | 15 | yes
TCMSOKXB | AHU03-CARRIER-40AQ030311BU-2689A10726 | HVAC - AIR HANDLING UNIT |  |  | 1989-06-01 | 35 | 15 | no
TCMSOKXB | CND03-CARRIER-38TH030310DL-2589E54902 | HVAC - CONDENSER UNIT |  |  | 1989-06-01 | 35 | 15 | no
TCMSOKXB | CND01-CARRIER-38AUDA25A0A6A0A0A0-3114P45657 | HVAC - CONDENSER UNIT | 300000 |  | 2014-08-01 |  |  | no
THTNGAXA | GEN01-GENERAC-4897910100-2081608 | GENERATOR PM |  | 150 |  |  |  | no | FIXED | Diesel | 180
THTNGAXA | CND01-CARRIER-388Y024300-5092E012217 | HVAC - CONDENSER UNIT | 240000 |  | 1992-12-01 | 31 | 15 | no
THTNGAXA | AHU01-TRANE-TWE048C140C0-3256752V | HVAC - AIR HANDLING UNIT | 48000 |  |  |  |  | no
THTNGAXA | CND02-TRANE-TWA048D300A1-ZZ03UP42F | HVAC - CONDENSER UNIT | 48000 |  |  |  |  | no
THTNGAXA | AHU03-TRANE-2TEC3F60B1000AA-820448CAF | HVAC - AIR HANDLING UNIT | 60000 |  |  |  |  | no
THTNGAXA | PAC01-GENERAL ELECTRIC-BTC060D300B0-226941926 | HVAC - PACKAGE UNIT | 60000 |  |  |  |  | no
THTNGAXA | PAC02-CARRIER-50HJ014551-3501G33201 | HVAC - PACKAGE UNIT | 150000 |  | 2001-09-01 | 23 | 15 | no
THTNGAXA | AHU02-CARRIER-AH40RUAA16A2AGA0A0A0-0614U04177 | HVAC - AIR HANDLING UNIT |  |  | 2014-02-01 | 10 | 15 | yes
THTNGAXA | CND04-CARRIER -38AUZ08A0A-0714C90729 | HVAC - CONDENSER UNIT |  |  | 2014-02-01 | 10 | 15 | yes
THTNGAXA | PAC03-TRANE-AH000AA4TEC3F4881-10142J841V | HVAC - PACKAGE UNIT |  |  | 2010-04-01 | 14 | 15 | yes
THTNGAXA | CND05-TRANE -XB134TWA3048A3000BA-10035KJ92F | HVAC - CONDENSER UNIT | 48000 |  | 2010-01-01 | 14 | 15 | yes
THTNGAXA | WAC01-BARD-WA602B00-154D99133756702 | HVAC - AC WALL UNIT | 60000 |  | 1999-04-01 | 25 | 15 | no
THTNGAXA | WAC02-BARD-WA60ACA00-289C20374564702 | HVAC - AC WALL UNIT | 60000 |  | 2020-08-01 | 4 | 15 | yes
THTNGAXA | PAC04-CARRIER-50TCD14A2A50A0A0-4716P85249 | HVAC - PACKAGE UNIT | 150000 |  | 2017-04-01 | 7 | 15 | yes
THTNGAXA | RTU01-TRANE-4TCY4060A3000BB-204810022L | HVAC - ROOF TOP UNIT | 60000 |  | 2020-01-01 |  |  | no
THTNGAXB | GEN01-Cummins-60DVB15R27497-B850748511 | GENERATOR PM |  | 40 | 1985-02-01 | 39 | 25 | no | FIXED | Diesel | 1443
THTNGAXB | GEN02-ONAN-QUIETSITE50-L900362947 | GENERATOR PM |  | 50 | 1991-01-08 | 33 | 25 | no | PORTABLE | Diesel | 401
THTNGAXB | AHU01-TRANE-TEMA0C60S51SAA-162565SK2V | HVAC - AIR HANDLING UNIT | 60000 |  | 2016-10-01 | 8 | 15 | yes
THTNGAXB | CND01-TRANE-TWA048D300A1-Z203UP42F | HVAC - AIR HANDLING UNIT | [5 empty] | no
THTNGAXB | CND02-TRANE-2TTA3060A3000AA-820448C4F | HVAC - CONDENSER UNIT | [5 empty] | no
THTNGAXB | CND03-CARRIER-38BY024300-5092E01217 | HVAC - CONDENSER UNIT | [5 empty] | no
THTNGAXB | AHU01-CARRIER-TWE048C140C0-Z3256752V | HVAC - AIR HANDLING UNIT | [5 empty] | no
THTNGAXB | AHU02-AMERICAN STANDARD-2TEC360B1000AA-7021KSF2V | HVAC - AIR HANDLING UNIT | [5 empty] | no
THTNGAXB | PAC01-CARRIER-50TCD14A2A50A0A0-4716P85249 | HVAC - PACKAGE UNIT | [5 empty] | no
THTNGAXB | WAC01-BARD-W60A2BOO-325L14316280602 | HVAC - AC WALL UNIT |  |  | 2014-01-01 |  |  | no
THTNGAXB | WAC02-BARD-W60A1BOO-325M12296002302 | HVAC - AC WALL UNIT | [5 empty] | no
THTNGAXB | PAC02-MARVAIR-EAA1060A4000N-2410-F353467-0-1 | HVAC - PACKAGE UNIT | [5 empty] | no
TOLDIAXO | GEN01-ONAN-75DYC15R15878G-K770278243 | GENERATOR PM |  | 75 | 1977-11-01 | 46 | 25 | no | FIXED | DIESEL | 1187.1
TOLDIAXO | GEN02-ONAN-200DL415R28281D-F850768324 | GENERATOR PM |  | 20 | 1985-06-01 | 39 | 25 | no | PORTABLE | Natural Gas | 268
TOLDIAXO | GEN03-ONAN-60DGCB1456L-D960604949 | GENERATOR PM |  | 40 | 1996-05-21 | 28 | 25 | no | PORTABLE |  | 361.1
TOLDIAXO | AHU01-LENNOX-G51MPG111000- 5910G278541 | HVAC - AIR HANDLING UNIT | 60000 |  | 2001-07-01 | 23 | 15 | no
TOLDIAXO | CND01-LENNOX-TSA060S4N434-5809K06438 | HVAC - CONDENSER UNIT | 60000 |  | 2009-10-01 | 15 | 15 | no
TOLDIAXO | AHU03-LENNOX-G51MP60C11006-5910G27856 | HVAC - AIR HANDLING UNIT | 60000 |  | 2010-07-01 | 14 | 15 | yes
TOLDIAXO | CND03-LENNOX-TSA060S4N434-5809M09978 | HVAC - CONDENSER UNIT | 60000 |  | 2009-12-01 | 14 | 15 | yes
TOLDIAXO | AHU05-LENNOX-G51MP36B07001-5904C19147 | HVAC - AIR HANDLING UNIT | 36000 |  | 2004-03-01 | 20 | 15 | no
TOLDIAXO | CND05-LENNOX-HS260364P-5804A63563 | HVAC - CONDENSER UNIT | 36000 |  | 2004-01-01 | 20 | 15 | no
TOLDIAXO | WAC01-BARD-WA602A10-153J07237035102 | HVAC - AC WALL UNIT | 60000 |  | 2007-10-01 | 17 | 15 | no
TOLDIAXO | WAC02-BARD-W60AIAI0XXXXXJ-324F12290320902 | HVAC - AC WALL UNIT | 60000 |  | 2012-01-01 | 12 | 15 | yes
TOLDIAXO | AHU04-LENNOX-G51MPG0111000-5910G270511 | HVAC - AIR HANDLING UNIT | 120000 |  |  |  |  | no
TOLDIAXO | CND04-LENNOX-TSA06054N434-5809M09974 | HVAC - CONDENSER UNIT | [5 empty] | no
TOLDIAXO | AHU01-LENNOX-G51MPG111000- 5910G27851 | HVAC - AIR HANDLING UNIT | 60000 |  | 2001-07-01 |  |  | no
TOLDIAXO | AHU02-LENNOX-G51MP60C11008-5901G23854 | HVAC - AIR HANDLING UNIT | 60000 |  | 2001-07-01 |  |  | no
TOLDIAXO | CND02-LENNOX-TSA060S4N43Y-5809J09822 | HVAC - CONDENSER UNIT | 60000 |  | 2009-09-01 |  |  | no
TPTNIAXO | GEN02-ONAN-60DVB15R19889A-F850766916 | GENERATOR PM |  | 60 | 1985-06-01 | 39 | 25 | no | FIXED | DIESEL | 1015.3
TPTNIAXO | GEN01-ONAN-45EM15R17018M-H790443687 | GENERATOR PM |  | 45 | 1979-08-01 | 45 | 25 | no | PORTABLE | Natural Gas | 377.1
TPTNIAXO | AHU01-LENNOX-Cb29m512p-580h06746 | HVAC - AIR HANDLING UNIT | 48000 |  |  |  |  | no
TPTNIAXO | AHU02-LENNOX-Cb29m512p-5804h06745 | HVAC - AIR HANDLING UNIT | 48000 |  | 2004-08-01 | 20 | 15 | no
TPTNIAXO | CND01-LENNOX-Hs260485p-580h35318 | HVAC - CONDENSER UNIT | 48000 |  |  |  |  | no
TPTNIAXO | CND02-LENNOX-Hs260485p-5804h35325 | HVAC - CONDENSER UNIT | 48000 |  | 2004-08-01 | 20 | 15 | no
TPTNIAXO | WAC01-EUBANK-UnkModel-HT014010213R | HVAC - AC WALL UNIT | 36000 |  |  |  |  | no
TPTNIAXO | AHU03-RHEEM-RH1T6024AJ1NA-W042236416 | HVAC - AIR HANDLING UNIT | 60000 |  | 2022-06-01 | 2 | 15 | yes
TPTNIAXO | CND03-RHEEM-RA1630STANJA-W482136476 | HVAC - CONDENSER UNIT | 60000 |  | 2022-06-01 | 2 | 15 | yes
TPTNIAXO | CND01-RUUD-RA14AY48AJ1NA-W062566018 | HVAC - CONDENSER UNIT | 48000 |  | 2025-08-21 |  |  | no
TPTNIAXO | AHU01-RUUD-RH2TY4821STANNJ-W192551602 | HVAC - AIR HANDLING UNIT | 48000 |  | 2025-08-01 |  |  | no
TRARIAXO | GEN01-ONAN-55KB15R10676P-671300046 | GENERATOR PM |  | 55 |  |  |  | no | FIXED | NG | 1046.9
TRARIAXO | AHU01-LENNOX-G51MP60C09008-UnkSerial | HVAC - AIR HANDLING UNIT | 60000 |  |  |  |  | no
TRINGAXA | GEN01-KOHLER-50ROZJ01-360937 | GENERATOR PM |  | 50 | 1995-01-01 | 29 | 25 | no | FIXED | DIESEL | 1069.1
TRINGAXA | RTU01-AIREASE-RPCE13A60P1-1609F03830 | HVAC - ROOF TOP UNIT | 60000 |  |  |  |  | no
TRINGAXA | RTU02-ALLIED-TCA06052BN1P-5608G01704 | HVAC - ROOF TOP UNIT | 60000 |  |  |  |  | no
TRNYTXXH | AHU01-CHAMPION-AVC60DX21C-W1N8439572 | HVAC - AIR HANDLING UNIT | 36000 |  |  |  |  | no
TRNYTXXH | CND01-CHAMPION-TC4B6021SA-W1N8419789 | HVAC - CONDENSER UNIT | 36000 |  |  |  |  | no
TRNYTXXH | AHU02-CHAMPION-AVC60DX21C-W1N8439583 | HVAC - AIR HANDLING UNIT | 36000 |  |  |  |  | no
TRNYTXXH | CND02-CHAMPION-TC4B6021SA-W1N8419703 | HVAC - CONDENSER UNIT | [5 empty] | no
TWBGOHXA | GEN01-Cummins-115DFC4R81905F-1270272401 | GENERATOR PM |  | 115 |  |  |  | no | FIXED | Diesel | 2422.5
TWBGOHXA | AHU01-LENNOX-G81220V3-5872C00055 | HVAC - AIR HANDLING UNIT | 110000 |  | 1970-01-01 | 54 | 15 | no
TWBGOHXA | CND01-LENNOX-HS2912034-5607E12658 | HVAC - CONDENSER UNIT | 110000 |  | 2007-01-01 | 17 | 15 | no
TWBGOHXA | AHU02-TRANE-TTA240E300AA-14214P52WA | HVAC - AIR HANDLING UNIT | 240000 |  | 2014-01-01 | 10 | 15 | yes
TWBGOHXA | CND02-TRANE-TWE240E300BB-14405L2DTA | HVAC - CONDENSER UNIT | 240000 |  | 2014-01-01 | 10 | 15 | yes
TWBGOHXA | AHU03-TRANE-TTA240E300AA-14214P51WA | HVAC - AIR HANDLING UNIT | 240000 |  | 2014-01-01 | 10 | 15 | yes
TWBGOHXA | CND03-TRANE-TWE240E300BB-141834AYA | HVAC - CONDENSER UNIT | 240000 |  | 2014-01-01 | 10 | 15 | yes
TWBGOHXA | CND03-TRANE-TWE240E300BB-141834AYTA | HVAC - CONDENSER UNIT | 240000 |  | 2014-01-01 |  |  | no
VIANOK05 | GEN01-CUMMINS-150DGFA3388427-A000054169 | GENERATOR PM |  | 150 | 2000-02-15 | 24 | 25 | yes | FIXED | DIESEL | 809.5
VIANOK05 | WAC01-BARD-WA482A05BPXXXJ-149B00143429902 | HVAC - AC WALL UNIT | 48000 |  | 2000-01-01 | 24 | 15 | no
VIANOK05 | WAC02-BARD-WA482A05BPXXXJ-149B00143463202 | HVAC - AC WALL UNIT | 48000 |  | 2000-01-01 | 24 | 15 | no
VIANOK05 | WAC03-BARD-WA482A05BPXXXJ-149B00143462002 | HVAC - AC WALL UNIT | 48000 |  | 2000-01-01 | 24 | 15 | no
VIANOK05 | WAC04-BARD-WA482A05BPXXXJ-149B00143430002 | HVAC - AC WALL UNIT | 48000 |  | 2000-01-01 | 24 | 15 | no
VILNARXA | PAC01-CARRIER-SOHCE08A2D5A0F1B0-491493917 | HVAC - PACKAGE UNIT | 90000 |  | 2015-06-01 | 9 | 15 | yes
VILNARXA | PAC02-CARRIER-SOHCE08A2D5A0F1B0-4914P3918 | HVAC - PACKAGE UNIT | 90000 |  | 2015-06-01 | 9 | 15 | yes
VILNARXA | GEN01-ONAN-DGHDB1422121-L140773872 | GENERATOR PM |  | 60 | 2015-01-01 | 9 | 25 | yes | FIXED | DIESEL | 445.8
VNBGKYXA | GEN01-CATERPILLAR-SR4-45BH01897 | GENERATOR PM |  | 155 |  |  |  | no | FIXED | Diesel | 1067
VNBGKYXA | UH01-EMERSON-UnkModel-UnkSerial | HVAC - UNIT HEATER | [5 empty] | no
VNBGKYXA | UH02-NU-TONE-UnkModel-UnkSerial | HVAC - UNIT HEATER |  |  | 2010-01-01 | 14 | 15 | yes
VNBGKYXA | UH03-EMERSON-UnkModel-UnkSerial | HVAC - UNIT HEATER |  |  | 2009-01-01 | 15 | 15 | no
VNBGKYXA | AHU02-LIEBERT-VH245ACAE0-547734001 | HVAC - AIR HANDLING UNIT | 240000 |  | 2000-01-01 | 24 | 15 | no
VNBGKYXA | AHU01-CARRIER-40RM024B511HC-1802F50259 | HVAC - AIR HANDLING UNIT | 24000 |  | 2003-01-01 | 21 | 15 | no
VNBGKYXA | CND02-LIEBERT-DCDF308Y-0327C64177 | HVAC - CONDENSER UNIT |  |  | 2000-01-01 | 24 | 15 | no
VNBGKYXA | CND01-CARRIER-38AKS024520-2302F58387 | HVAC - CONDENSER UNIT | 240000 |  | 2000-01-01 | 24 | 15 | no
WASHIAXO | GEN01-GENERAC-QT10068GNAC-8921563 | GENERATOR PM |  | 100 | 1989-01-01 | 35 | 25 | no | FIXED | NATURAL GAS | 117.1
WASHIAXO | AHU01-TRANE-TWE180B300BB-H46179374 | HVAC - AIR HANDLING UNIT | 180000 |  | 1994-01-01 | 30 | 15 | no
WASHIAXO | AHU02-TRANE-TWE180B300BB-H50179537 | HVAC - AIR HANDLING UNIT | 180000 |  | 1994-01-01 | 30 | 15 | no
WASHIAXO | AHU03-TRANE-TUX2B060A9362AA-7025X8K57G | HVAC - AIR HANDLING UNIT | 60000 |  |  |  |  | no
WASHIAXO | CND01-TRANE-BDT0750H20-T06E02861 | HVAC - CONDENSER UNIT | 90000 |  | 2008-01-01 | 16 | 15 | no
WASHIAXO | CND02-TRANE-BDT0750H20-T08E02830 | HVAC - CONDENSER UNIT | [5 empty] | no
WASHIAXO | CND03-TRANE-38TKB036500-0393E03425 | HVAC - CONDENSER UNIT |  |  | 1993-01-01 | 31 | 15 | no
WASHIAXO | CND04-CARRIER-38TKB036500-0393E036500 | HVAC - CONDENSER UNIT | 36000 |  |  |  |  | no
WFRKARXA | GEN01-CUMMINS-DSFAE7063851-D110207818 | GENERATOR PM |  | 80 | 2011-04-01 | 13 | 25 | yes | FIXED | Diesel | 183.9
WFRKARXA | AHU01-PAYNE-PF1NMB030-0504A65874 | HVAC - AIR HANDLING UNIT | 30000 |  | 2004-02-01 | 20 | 15 | no
WFRKARXA | AHU02-RHEEM-RH196024STANJA-W171509088 | HVAC - AIR HANDLING UNIT | 60000 |  | 2015-04-01 | 9 | 15 | yes
WFRKARXA | CND03-PAYNE-PA10JA030C-2203E12708 | HVAC - CONDENSER UNIT | 30000 |  | 2003-06-01 | 21 | 15 | no
WFRKARXA | CND04-RHEEM-RP1360AC1NA-W181502131 | HVAC - CONDENSER UNIT | 60000 |  | 2015-05-01 | 9 | 15 | yes
WFRKARXA | CND01-RHEEM-RANL060CAZ-7394W111101431 | HVAC - CONDENSER UNIT | 60000 |  | 2011-03-01 | 13 | 15 | yes
WFRKARXA | AHU03-RHEEM-RHLLHM6024JA-W041113173 | HVAC - AIR HANDLING UNIT | 60000 |  | 2011-01-01 | 13 | 15 | yes
WGNROKXD | GEN01-Cummins-CC534C-J890271506 | GENERATOR PM |  | 400 | 1989-10-01 | 35 | 25 | no | FIXED | Diesel | 4898
WGNROKXD | AHU01-CARRIER-39ED17-4789T22430 | HVAC - AIR HANDLING UNIT |  |  | 1989-11-01 | 34 | 15 | no
WGNROKXD | CND01-CARRIER-38AUZA08A0M6A0A0A0-1711G20055 | HVAC - CONDENSER UNIT | [5 empty] | no
WGNROKXD | CND02-CARRIER-38AUZA08A0A6A0A0A0-1711G20056 | HVAC - CONDENSER UNIT |  |  | 2011-04-01 | 13 | 15 | yes
WGNROKXD | CND03-CARRIER-24ABB348A0031010-2111E0767 | HVAC - CONDENSER UNIT | 108000 |  | 2011-05-01 | 13 | 15 | yes
WGNROKXD | CND04-CARRIER-39ED17-4789T22431 | HVAC - CONDENSER UNIT |  |  | 1989-11-01 | 34 | 15 | no
WGNROKXD | AHU02-CARRIER-38AUZA08A0A6A0A0A0-3011G50060 | HVAC - AIR HANDLING UNIT | 90000 |  | 2011-07-01 | 13 | 15 | yes
WGNROKXD | CND05-CARRIER-38AUZA08A0A6A0A0A0-2311G/20129 | HVAC - CONDENSER UNIT | 90000 |  | 2011-06-01 | 13 | 15 | yes
WGNROKXD | CND06-CARRIER-24ABB348A310-3411E15124 | HVAC - CONDENSER UNIT |  |  | 2011-08-01 | 13 | 15 | yes
WGNROKXD | AHU03-CARRIER-40AQ036310BU-4289A12968 | HVAC - AIR HANDLING UNIT | 36000 |  | 1989-10-01 | 35 | 15 | no
WGNROKXD | CND07-CARRIER-38TH036300-3239E36371 | HVAC - CONDENSER UNIT | 36000 |  |  |  |  | no
WGNROKXD | WAC01-WTC12001W-A19112290563 | HVAC - AC WALL UNIT | 12000 |  | 2019-01-01 | 5 | 15 | yes
WGNROKXD | AHU04-DAIKIN-FTXB18AXVJU-KO67951 | HVAC - AIR HANDLING UNIT | [5 empty] | no
WGNROKXD | CND08-DAIKIK-RXB18AXVJU-K061976 | HVAC - CONDENSER UNIT | [5 empty] | no
WGNROKXD | WIN01-KOLDFRONT- WTC12001W-A19112290563 | HVAC - AC WINDOW UNIT | [5 empty] | no
WGNROKXD | CND03-CARRIER-24ABB348A0031010-2111E7671 | HVAC - CONDENSER UNIT | 108000 |  | 2011-05-01 |  |  | no
WGNROKXD | CND06-CARRIER-24ABB348A310-3411E15123 | HVAC - CONDENSER UNIT |  |  | 2011-08-01 |  |  | no
WGNROKXD | WAC01-BARD-W24A2A05XPXXXJ-314L17347335102 | HVAC - AC WALL UNIT | 12000 |  | 2019-01-01 |  |  | no
WLBGIAXO | GEN01-ONAN-55KB15R10676P-671305942 | GENERATOR PM |  | 55 |  |  |  | no | FIXED | NG | 1175.3
WLBGIAXO | WAC01-BARD-W60A2B00-325J13303983502 | HVAC - AC WALL UNIT | 60000 |  | 2013-10-01 | 11 | 15 | yes
WLBGIAXO | WAC02-BARD-WA602B00-154K02175940102 | HVAC - AC WALL UNIT | 60000 |  | 2002-11-01 | 21 | 15 | no
WNDRGAXA | GEN01-CATERPILLAR-LC6-G6B01753 | GENERATOR PM |  | 350 | 2006-02-24 | 18 | 25 | yes | FIXED | Diesel | 521
WNDRGAXA | CND01-CARRIER-CAE120AAA-G053730149 | HVAC - CONDENSER UNIT | 120000 |  |  |  |  | no
WNDRGAXA | AHU01-CARRIER-ABC120M1AABAC120M1AA-4805X15421 | HVAC - AIR HANDLING UNIT | 120000 |  | 2005-12-01 | 18 | 15 | no
WNDRGAXA | CND02-HEIL-UnkModel-UnkSerial | HVAC - CONDENSER UNIT |  |  | 1998-01-01 | 26 | 15 | no
WNDRGAXA | CND03-CARRIER-38AUDB25A0A5A0A0A0-28134276252813US27625 | HVAC - CONDENSER UNIT | 202000 |  |  |  |  | no
WNDRGAXA | AHU03-CARRIER-40RUAA25A5A5A0A0A0-2513U245672513424567 | HVAC - AIR HANDLING UNIT | 202000 |  | 2013-06-01 | 11 | 15 | yes
WNDRGAXA | CND05-GOODMAN-CKL603-208426614 | HVAC - CONDENSER UNIT | 60000 |  |  |  |  | no
WNDRGAXA | AHU05-GOODMAN-AR601-207473887 | HVAC - AIR HANDLING UNIT | 60000 |  |  |  |  | no
WNDRGAXA | CND06-GOODMAN-GSH130361AC-72198893 | HVAC - CONDENSER UNIT | 36000 |  |  |  |  | no
WNDRGAXA | AHU06-GOODMAN-ARUF3633616AA-708019038 | HVAC - AIR HANDLING UNIT | 36000 |  |  |  |  | no
WNDRGAXA | CND07-GOODMAN-CPLE241A-301534862 | HVAC - CONDENSER UNIT | 24000 |  |  |  |  | no
WNDRGAXA | AHU07-GOODMAN-AR241-207418005 | HVAC - AIR HANDLING UNIT | 24000 |  |  |  |  | no
WNDRGAXA | CND08-TRANE-4TTA3060D3-16152B7F5F | HVAC - CONDENSER UNIT | 60000 |  | 2016-06-01 | 8 | 15 | yes
WNDRGAXA | AHU08-TRANE-TEM4A0C60S51SA-16275Y4L2V | HVAC - AIR HANDLING UNIT | 60000 |  | 2016-06-01 | 8 | 15 | yes
WNDRGAXA | WAC01-BARD-WH242B06XXXXXR-141B03179005602 | HVAC - AC WALL UNIT | 24000 |  | 2003-02-01 | 21 | 15 | no
WNDRGAXA | AHU09-TRANE-TWE240E300B-1804WLBWA | HVAC - AIR HANDLING UNIT | 240000 |  | 2018-04-27 | 6 | 15 | yes
WNDRGAXA | CND09-TRANE-TTA240H300A-172757L4TA | HVAC - CONDENSER UNIT | 240000 |  | 2018-04-27 | 6 | 15 | yes
WNDRGAXA | WAC02-BARD-WA60A2B09XPXXXJ-145B03179403902 | HVAC - AC WALL UNIT | [5 empty] | no
WNDRGAXA | WAC03-BARD-WA602B09EXXXXJ-154P01169489202 | HVAC - AC WALL UNIT | [5 empty] | no
WNDRGAXA | WAC04-BARD-W70A2BOOWXXXXJ-404D15322651302 | HVAC - AC WALL UNIT | 72000 |  | 2015-01-01 |  |  | no
WNDRGAXA | WAC05-BARD-WH242B06XXXXXR-141B03179005602 | HVAC - AC WALL UNIT | [5 empty] | no
WNDRGAXA | WAC07-BARD-MGA1072ACOOOC-2101F17816501 | HVAC - AC WALL UNIT | [5 empty] | no
WNDRGAXA | AHU10-GOODMAN-AR361-103457981 | HVAC - AIR HANDLING UNIT | [5 empty] | no
WNDRGAXA | CND10-GOODMAN-BRHS0361BD-20618555 | HVAC - CONDENSER UNIT | [5 empty] | no
WNDRGAXA | WAC06-Eubanks-EA1036AA000N-2403F34943303 | HVAC - AC WALL UNIT | 36000 |  | 2024-04-03 | 0 | 15 | yes
WNDRGAXA | AHU09-TRANE-TWE240E300B-18064WLBWA | HVAC - AIR HANDLING UNIT | 240000 |  | 2018-04-27 |  |  | no
WNDRGAXA | CND11-TRANE-5TWR4036A1000A-250712YLHF | HVAC - CONDENSER UNIT | 36000 |  | 2025-02-19 |  |  | no
WNDRGAXA | AHU11-TRANE-5TEM4B03AC31SA-25072N2W3V | HVAC - AIR HANDLING UNIT | 36000 |  | 2025-02-19 |  |  | no
WNDRGAXA | AHU12-TRANE-TEM4B0C60S51SAA-2310173K3V | HVAC - AIR HANDLING UNIT | [5 empty] | no
WNDRGAXA | CND12-TRANE-4TTA4060A3000AA-22462U4G5F | HVAC - CONDENSER UNIT | [5 empty] | no
WNDRGAXA | WAC06-MARVAIR-EAA1060AC000N++1-2303-F302565-0-9 | HVAC - AC WALL UNIT |  |  | 2023-01-01 |  |  | no
WTWDTXXA | AHU02-TRANE-GAMZA0C60551SBA-132251BN2V | HVAC - AIR HANDLING UNIT | [5 empty] | no
WTWDTXXA | CND03-TRANE-4TTB306D10000CA-13314U654F | HVAC - CONDENSER UNIT | 30000 |  |  |  |  | no
WTWDTXXA | CND02-TRANE-4TWR4060A1000AA-9083XCA2F | HVAC - CONDENSER UNIT | 60000 |  | 2009-02-01 | 15 | 15 | no
WTWDTXXA | AHU05-TRANE-TEE3F65B10000AA-91056H324 | HVAC - AIR HANDLING UNIT |  |  | 2009-03-01 | 15 | 15 | no
WTWDTXXA | AHU01-AHV-APH60DZCH21A-A0C6074083 | HVAC - AIR HANDLING UNIT | [5 empty] | no
WTWDTXXA | CND01-YORK-E1RA060506A-ECEM098544 | HVAC - CONDENSER UNIT | 60000 |  |  |  |  | no
WTWDTXXA | GEN01-ONAN-GGHG1342984-L130609256 | GENERATOR PM |  | 85 | 2013-12-19 | 10 | 25 | yes | FIXED | LP GAS | 99.5
WTWDTXXA | AHU04-CHAMPION-AP36BX21B-W1L6048428 | HVAC - AIR HANDLING UNIT | 36000 |  | 2023-02-24 | 1 | 15 | yes
WTWDTXXA | CND04-CHAMPION-TC4B3621HA-W1K7082119 | HVAC - CONDENSER UNIT | 36000 |  | 2018-04-03 | 6 | 15 | yes
WTWDTXXA | AHU05-TRANE-TEE3F65B10000AA-91056H32V | HVAC - AIR HANDLING UNIT |  |  | 2009-03-01 |  |  | no
WTWDTXXA | AHU04-CHAMPION-RH1PZ36175TANNJ-W392425018 | HVAC - AIR HANDLING UNIT | 36000 |  | 2023-02-24 |  |  | no
WTWDTXXA | CND03-WEATHER KING-WA1660AJ1NA-W262110914 | HVAC - CONDENSER UNIT | [5 empty] | no
ZNTNKYXA | AHU01-TRANE-TWE180B300CA-N252YPGGH | HVAC - AIR HANDLING UNIT | 180000 |  | 2003-01-01 | 21 | 15 | no
ZNTNKYXA | CND02-TRANE-TTA180B30DCA-N32519UAH | HVAC - CONDENSER UNIT | 180000 |  | 1998-01-01 | 26 | 15 | no
ZNTNKYXA | AHU02-TRANE-TWE180B300CA-3122JUX6H | HVAC - AIR HANDLING UNIT | 180000 |  |  |  |  | no
ZNTNKYXA | GEN01-Kohler-230RE0ZV-772397 | GENERATOR PM |  | 240 | 2003-01-01 | 21 | 25 | yes | FIXED | Diesel | 440
ZNTNKYXA | CND01-CARRIER-38AUDA16A0A50A0A0-3917P44655 | HVAC - CONDENSER UNIT | 156000 |  | 2017-11-22 | 6 | 15 | yes

## WS_Top200_Existing_Power
CLLI | Total Generator KW | # racks | Estimated Power kW (racks x 1.74) | Which estimate is greater?
ABRDNCXA | 100 | 27 | 47 | Generator | 162
ADBNIAXO | 75 | 30 | 52.2 | Generator | 38
ADELGAXA | 60 | 27 | 47 | Generator
ALBIIAXO | 125 | 13 | 22.6 | Generator
ALBMNCXA | 350 | 55 | 95.7 | Generator
ALBYKYXA | 115 | 38 | 66.1 | Generator
ALCHFL01 |  | 4 | 7 | Racks
ALCHFLAJ |  |  |  | Racks
ALCHFLXA | 80 | 32 | 55.7 | Generator
ANDRTXXA | 155 | 46 | 80 | Generator
ANWOIAXO | 60 | 8 | 13.9 | Generator
ASHTOHXA | 300 | 125 | 217.5 | Generator
ASLDKYXA | 600 | 232 | 403.7 | Generator
AURROHXA | 150 | 70 | 121.8 | Generator
BBVLKYXA | 90 | 28 | 48.7 | Generator
BEREKYXA | 150 | 90 | 156.6 | Racks
BKVLKYXA | 80 | 16 | 27.8 | Generator
BLKLGAXA | 100 | 35 | 60.9 | Generator
BLVIGABW |  | 2 | 3.5 | Racks
BNBGOHXA | 100 | 64 | 111.4 | Racks
BRAROKXA | 470 | 150 | 261 | Generator
BRAROKXB | 510 | 226 | 393.2 | Generator
BRAROKXC | 410 | 109 | 189.7 | Generator
BRAROKXD | 350 | 106 | 184.4 | Generator
BRAROKXE | 300 | 38 | 66.1 | Generator
BRFRFLXA | 100 | 20 | 34.8 | Generator
BRHDKYXA | 50 | 14 | 24.4 | Generator
BRSDKYXA | 125 | 41 | 71.3 | Generator
BWFDTXXA | 685 | 93 | 161.8 | Generator
CAIRGAXA | 125 | 37 | 64.4 | Generator
CECLOHXA |  | 5 | 8.7 | Racks
CETNIAXC | 100 | 24 | 41.8 | Generator
CHGVNCXA | 350 | 38 | 66.1 | Generator
CHRDOHXA | 150 | 100 | 174 | Racks
CHRTIAXC | 137 | 32 | 55.7 | Generator
CHTHOKXD | 300 | 21 | 36.5 | Generator
CHWOGAXA | 200 | 40 | 69.6 | Generator
CLDGTXXA | 40 | 23 | 40 | Racks
CLEVGAXA | 250 | 124 | 215.8 | Generator
CLHNFLXA | 60 | 44 | 76.6 | Racks
CLJTIAWH | 90 | 2 | 3.5 | Generator
CLRDIAXT | 160 | 24 | 41.8 | Generator
CLSTOHXA | 150 | 24 | 41.8 | Generator
CLVLGAXA | 150 | 25 | 43.5 | Generator
CMLDKYXA | 80 | 26 | 45.2 | Generator
CMRCGAXA | 450 | 128 | 222.7 | Generator
CMVLKYXA | 210 | 85 | 147.9 | Generator
CNTNGAXA | 750 | 81 | 140.9 | Generator
CNVLGAXA | 100 | 23 | 40 | Generator
CNVLIAXO | 100 | 19 | 33.1 | Generator
COWTOKXB | 350 | 49 | 85.3 | Generator
CRESIAXO | 145 | 20 | 34.8 | Generator
CRNLGA01 | 450 | 11 | 19.1 | Generator
CRNLGAXA | 200 | 77 | 134 | Generator
CRSTARXA | 100 | 36 | 62.6 | Generator
DELTOHXA | 75 | 26 | 45.2 | Generator
DHLNGAXA | 150 | 50 | 87 | Generator
DLHRTXXA |  | 20 | 34.8 | Racks
DLRKARXA | 6 | 6 | 10.4 | Racks
DLTNGAXD | 250 | 18 | 31.3 | Generator
DMMTTXXA | 150 | 28 | 48.7 | Generator
DNSNIAXO | 205 | 21 | 36.5 | Generator
DNVLGAXA | 100 | 30 | 52.2 | Generator
DUMSTXXA | 150 | 74 | 128.8 | Generator
DWSNGAXA | 60 | 35 | 60.9 | Racks
DYVLIAXO | 60 | 26 | 45.2 | Generator
EDWDIAXO |  | 4 | 7 | Racks
ELYROHXA | 380 | 159 | 276.7 | Generator
ELYROHXB | 135 | 52 | 90.5 | Generator
ELYROHXD | 150 | 16 | 27.8 | Generator
ELYROHXE | 125 | 33 | 57.4 | Generator
EMBGIAXP | 150 | 23 | 40 | Generator
EVRSKYXA | 50 | 42 | 73.1 | Racks
FLTNGAXA | 125 | 25 | 43.5 | Generator
FMBGKYXA | 150 | 69 | 120.1 | Generator
FRCYIAXO | 100 | 15 | 26.1 | Generator
FRDYARXA | 80 | 36 | 62.6 | Generator
FRFDIAXC | 135 | 40 | 69.6 | Generator
FRVWOHXA | 100 | 28 | 48.7 | Generator
FTZGGAXA | 315 | 92 | 160.1 | Generator
GENVOHXA | 190 | 25 | 43.5 | Generator
GNBRARXA | 150 | 64 | 111.4 | Generator
GNFDIAAJ |  | 0 |  | Racks
GNUPKYXA | 100 | 52 | 90.5 | Generator
GRNLIAXC | 100 | 84 | 146.2 | Racks
GRQYNCXA | 150 | 30 | 52.2 | Generator
GRVIOHXA | 100 | 24 | 41.8 | Generator
HDSNOHXA | 660 | 170 | 295.8 | Generator
HDSNOHXB |  | 20 | 34.8 | Racks
HETHOHXA | 100 | 27 | 47 | Generator
HIRMOHXA |  | 14 | 24.4 | Racks
HLCRIAXP |  | 6 | 10.4 | Racks
HLRDFLXA | 60 | 30 | 52.2 | Generator
HRSNARXA | 700 | 81 | 140.9 | Generator
HWSSGAXA | 150 | 19 | 33.1 | Generator
HZRDKYXA | 250 | 133 | 231.4 | Generator
IRTNGAXA | 100 | 26 | 45.2 | Generator
JLLYIAXE |  | 3 | 5.2 | Racks
JSPRGAXA | 125 | 22 | 38.3 | Generator
KGVLOHXA | 85 | 23 | 40 | Generator
KNTNOHXA | 125 | 30 | 52.2 | Generator
KNVLIAWH | 65 | 5 | 8.7 | Generator
KNVLIAXC | 600 | 79 | 137.5 | Generator
KNVLIAXD |  | 5 | 8.7 | Racks
KRVLTXXA | 300 | 144 | 250.6 | Generator
LAMSTXXA | 60 | 20 | 34.8 | Generator
LAVNGAXA | 150 | 42 | 73.1 | Generator
LEDSALXA | 125 | 27 | 47 | Generator
LEDSALXB | 200 | 52 | 90.5 | Generator
LFYTGAXA | 125 | 37 | 64.4 | Generator
LKCYIAXO |  | 9 | 15.7 | Racks
LTFDKYXA | 100 | 35 | 60.9 | Generator
LTFDTXXA | 250 | 39 | 67.9 | Generator
LVLDTXXA | 600 | 75 | 130.5 | Generator
LVOKFLXA | 400 | 123 | 214 | Generator
MAYOFLXA | 60 | 20 | 34.8 | Generator
MCRAGAXA | 60 | 23 | 40 | Generator
MDSNOHXA | 125 | 28 | 48.7 | Generator
MDVLGAXA | 250 | 93 | 161.8 | Generator
MEDSKYXA | 200 | 76 | 132.2 | Generator
MLRSIAXO |  | 7 | 12.2 | Racks
MLTRGA05 | 150 | 4 | 7 | Generator
MLTRGAXA | 500 | 89 | 154.9 | Generator
MMPHTXXA | 300 | 48 | 83.5 | Generator
MNCHGAXA | 100 | 31 | 53.9 | Generator
MNCHIAWH | 95 | 2 | 3.5 | Generator
MNCHIAXO | 75 | 30 | 52.2 | Generator
MNPLIAXC | 150 | 48 | 83.5 | Generator
MNTIKYXA | 150 | 42 | 73.1 | Generator
MONRGAXA | 125 | 36 | 62.6 | Generator
MONRGAXB |  | 3 | 5.2 | Racks
MORVIAIC |  | 5 | 8.7 | Racks
MRHDKYXA | 250 | 160 | 278.4 | Racks
MRNGIAXO | 30 | 15 | 26.1 | Generator
MTAYIAXC | 130 | 9 | 15.7 | Generator
MTVRKYXA | 55 | 20 | 34.8 | Generator
MTZMGAXA | 40 | 25 | 43.5 | Racks
NCNATXXA | 95 | 21 | 36.5 | Generator
NCVLKYXA | 150 | 121 | 210.5 | Racks
NEVDIAXC | 100 | 24 | 41.8 | Generator
NHTNIAWH | 105 | 1 | 1.7 | Generator
NHTNIAXC | 80 | 32 | 55.7 | Generator
NRFDOHXA | 200 | 93 | 161.8 | Generator
NRVLOHXA | 175 | 57 | 99.2 | Generator
NRWDNCXA | 75 | 15 | 26.1 | Generator
NSVLGAXA | 60 | 32 | 55.7 | Generator
NWRKOHXA | 200 | 145 | 252.3 | Racks
NWRKOHXB | 125 | 25 | 43.5 | Generator
NWRKOHXC | 100 | 21 | 36.5 | Generator
NWRKOHXD | 75 | 24 | 41.8 | Generator
NWTNIAXC | 350 | 60 | 104.4 | Generator
OLHLKYXA | 100 | 42 | 73.1 | Generator
OWVLKYXA | 150 | 50 | 87 | Generator
PECSTXXB | 150 | 35 | 60.9 | Generator
PERSIAXP |  | 4 | 7 | Racks
PITSGAXA | 40 | 9 | 15.7 | Generator
PLNGOHXA | 102 | 30 | 52.2 | Generator
PNSLOHXA | 60 | 15 | 26.1 | Generator
POTEOKAY | 75 | 1 | 1.7 | Generator
POTEOKXA | 100 | 37 | 64.4 | Generator
PRCLOKXA | 350 | 55 | 95.7 | Generator
PRRYGAAI |  | 4 | 7 | Racks
PRRYGAXA | 150 | 95 | 165.3 | Racks
PRRYOHXA | 125 | 20 | 34.8 | Generator
PWPNOHXA | 60 | 18 | 31.3 | Generator
PYTNTXXA | 275 | 36 | 62.6 | Generator
QKCYOHXA | 90 | 18 | 31.3 | Generator
RCFDOHXA | 100 | 27 | 47 | Generator
RSSLKYXB | 100 | 73 | 127 | Racks
SGLDTXXD | 350 | 64 | 111.4 | Generator
SGLDTXXE | 600 | 159 | 276.7 | Generator
SHBGKYAB |  | 3 | 5.2 | Racks
SHDNKYXA | 60 | 22 | 38.3 | Generator
SHPVKYXA | 60 | 44 | 76.6 | Racks
SHRDARXA | 200 | 33 | 57.4 | Generator
STWLOKXA | 60 | 28 | 48.7 | Generator
SUVLGAXA | 100 | 33 | 57.4 | Generator
SWNYTXXA | 230 | 29 | 50.5 | Generator
SYMRTXXA | 285 | 54 | 94 | Generator
SYVNGAXA | 60 | 12 | 20.9 | Generator
TCMSOKXB | 350 | 33 | 57.4 | Generator
THTNGAXA | 150 | 53 | 92.2 | Generator
THTNGAXB | 90 | 15 | 26.1 | Generator
TOLDIAXO | 135 | 23 | 40 | Generator
TPTNIAXO | 105 | 25 | 43.5 | Generator
TRARIAXO | 55 | 10 | 17.4 | Generator
TRINGAXA | 50 | 21 | 36.5 | Generator
TRNYTXXH |  | 10 | 17.4 | Racks
TWBGOHIR |  |  |  | Racks
TWBGOHXA | 115 | 99 | 172.3 | Racks
VIANOK05 | 150 | 13 | 22.6 | Generator
VILNARXA | 60 | 2 | 3.5 | Generator
VNBGKYXA | 155 | 44 | 76.6 | Generator
WASHIAXO | 100 | 33 | 57.4 | Generator
WFRKARXA | 80 | 19 | 33.1 | Generator
WGNROKXD | 400 | 38 | 66.1 | Generator
WLBGIAXO | 55 | 28 | 48.7 | Generator
WNDRGAXA | 350 | 119 | 207.1 | Generator
WTWDTXXA | 85 | 9 | 15.7 | Generator
ZNTNKYXA | 240 | 54 | 94 | Generator

## Site detail lookup
# | CLLI | City | State | County | Street Address | Latitude | Longitude | Parcel Size (acres) | Racks - Legacy Tenant (SG4 portfolio range) | Site Capacity (SG4 portfolio range) | Facility Size (sq ft) | [Davis notes?] | Distance: Nearest transmission (mi) | Nearest transmission capacity (kv) | line_from_sub | line_to_sub
1 | ABRDNCXA | Aberdeen | NC | Moore | 211 North Poplar Street | 35.1347 | -79.4268 | 1.3423 | 27 | 100 | 3604 |  | 0.94716 | -999999 | TAP147638 | TAP147639 | Were you making notes in the Windstream 200 file? If so, possible to move those to the main Targeted_Sites_Overview file?
2 | ALBMNCXA | Albemarle | NC | Stanly | 250 North 1st Street | 35.354 | -80.1991 | 0.8423 | 55 | 350 | 8000 |  | 0.28277 | 100 | UNKNOWN114426 | TAP150528
3 | CHGVNCXA | China Grove | NC | Rowan | 1525 South Main Street | 35.5569 | -80.5959 | 0.4238 | 38 | 350 | 12000 |  | 0.13977 | 100 | UNKNOWN114688 | UNKNOWN114689
4 | FRVWOHXA | Fairview (Barnesville?) | OH | Guernsey (Belmont?) | 32699 Old National Road | 40.0595 | -81.2204 | 0.9684 | 28 | 100 | 3022 |  | 5.5758 | 138 | SPEIDEL | BARNESVILLE
5 | ASHTOHXA | Ashtabula | OH | Ashtabula | 4616 Park Avenue | 41.8655 | -80.7834 | 0.3376 | 125 | 300 | 30000 |  | 1.0676 | 345 | TAP136893 | PERRY
6 | BNBGOHXA | Bainbridge Twp | OH | Geauga | 8425 Baindridge Road | 41.3857 | -81.3406 | 0.3535 | 64 | 100 | 14355 | seeing parcel size as 0.25 | 2.4009 | 345 | UNKNOWN137113 | LEROY CENTER
7 | CHRDOHXA | Chardon | OH | Geauga | 205 South Hambden Street | 41.5813 | -81.2021 | 0.1915 | 100 | 150 | 12446 |  | 0.67102 | 138 | UNKNOWN112912 | TAP148482
8 | ELYROHXA | Elyria | OH | Lorain | 363 3rd Street | 41.3657 | -82.11 | 0.5012 | 159 | 380 | 73218 |  | 0.93788 | 138 | UNKNOWN113152 | UNKNOWN113217
9 | GENVOHXA | Geneva | OH | Ashtabula | 37 South Forest Street | 41.8053 | -80.9457 | 0.8339 | 25 | 190 | 12477 |  | 2.5705 | 345 | TAP136893 | PERRY
10 | MDSNOHXA | Madison | OH | Lake | 2740 Hubbard Road | 41.8003 | -81.049 | 0.6524 | 28 | 125 | 3222 |  | 0.6858 | 345 | TAP136893 | PERRY
11 | NRFDOHXA | Northfield | OH | Summit | 54 Leonard Avenue | 41.3147 | -81.537 | 0.1685 | 93 | 200 | 66721 |  | 0.55246 | 345 | UNKNOWN137113 | HANNA
12 | RCFDOHXA | Richfield | OH | Summit | 4676 West Streetsboro Road | 41.2393 | -81.6558 | 0.1615 | 27 | 100 | 20000 | seeing parcel size as 0.3 | 1.3773 | 138 | TAP137138 | WEST AKRON
13 | TWBGOHXA | Twinsburg | OH | Summit | 2684 Route 82 (2678 E Aurora Rd?) | 41.3111 | -81.4423 | 0.4985 | 99 | 115 | 20000 | potential duplicate | 0.2553 | -999999 | CASE | TWINSBURG
14 | TWBGOHIR | Twinsburg | OH | Summit | 2684 East Aurora Road | 41.3112 | -81.4423 | 0.4985 | 0 | 0 | 20000 | potential duplicate | 0.26288 | -999999 | CASE | TWINSBURG
15 | NWRKOHXD | Newark | OH | Licking | 7322 Dorsey Mill Road Southeast (343 Dorsey Mills Rd?) | 40.0136 | -82.4046 | 0.386 | 24 | 75 | 3890 | seeing parcel size as 0.52 | 1.0511 | 69 | TAP158957 | UNKNOWN163359
16 | NWRKOHXA | Newark | OH | Licking | 66 North 4th Street | 40.0594 | -82.4049 | 0.2758 | 145 | 200 | 35563 |  | 0.37576 | 69 | UNKNOWN112976 | UNKNOWN112977
17 | MEDSKYXA | Meads | KY | Boyd | 9200 US Route 60 | 38.4096 | -166.2412 | [Missing] | 76 | 200 | 12209 | -82.7129 | 0.5625 | 69 | BELLEFONTE | PRINCESS
18 | BLVIGABW | Blairsville | GA | Union | 40 River Road Connector | 34.864 | -83.9848 | 4.2884 | 2 | 0 | 5000 | parcel id: 071A-004 (071A 004) | 1.1932 | 161 | YOUNGCANE | BLAIRSVILLE
19 | CNTNGAXA | Canton | GA | Cherokee | 190 South Church Street | 34.2361 | -84.4907 | 0.1743 | 81 | 750 | 7075 | seeing parcel size as 1 | 0.31894 | 115 | UNKNOWN111132 | UNKNOWN172553
20 | CHWOGAXA | Chatsworth | GA | Murray | 220 North 2nd Avenue | 34.7683 | -84.7682 | [Missing] | 40 | 200 | 6372 | parcel id: 0067A-073 (0067A 073) | 0.78409 | 115 | UNKNOWN109911 | TAP176873
21 | CLEVGAXA | Cleveland | GA | White | 158 West Kytle Street | 34.597 | -83.7661 | [Missing] | 124 | 250 | 3688 |  | 0.44848 | -999999 | UNKNOWN110446 | UNKNOWN110447
22 | CRNLGAXA | Cornelia | GA | Habersham | 350 North Main Street | 34.5145 | -83.5282 | 1.1876 | 77 | 200 | 9500 | parcel id: 087D120 (087D120)?? | 0.89375 | 115 | UNKNOWN110332 | TAP153139
23 | CRNLGA01 | Cornelia | GA | Habersham | 2000 Communications Boulevard (1155 Communications Bv, Baldwin, GA, 30511) | 34.4972 | -83.55 | 26.4027 | 11 | 450 | 55823 | seeing parcel size as 27.25 | 0.10492 | 115 | UNKNOWN110332 | TAP153139
24 | DHLNGAXA | Dahlonega | GA | Lumpkin | 200 Boyd Circle | 34.5354 | -83.9825 | 1.4647 | 50 | 150 | 5000 | cant find this | 0.4642 | -999999 | UNKNOWN110442 | TAP155238
25 | DLTNGAXD | Dalton | GA | Whitfield | 350 Cross Plains Blvd | 34.6751 | -84.9664 | 2.388 | 18 | 250 | 7717 | seeing parcel size as 5.01 | 0.1322 | 115 | TAP145943 | TAP173382
26 | LFYTGAXA | LaFayette | GA | Walker | 105 Cherokee Street | 34.7067 | -85.2827 | [Missing] | 37 | 125 | 8000 |  | 0.5928 | 115 | UNKNOWN109795 | ROCK SPRING
27 | MONRGAXB | Monroe | GA | Walton | 3375 GA-11 | 33.8904 | -83.7199 | [Missing] | 3 | 0 | 11041 | cant find this | 0.25114 | 230 | DOYLE ENERGY FACILITY | UNKNOWN133851
28 | SUVLGAXA | Summerville | GA | Chattooga | 66 West Washington Street | 34.4815 | -85.3487 | 0.5211 | 33 | 100 | 6846 | parcel id: 00S27-00000-009 | 0.79773 | -999999 | UNKNOWN110421 | TAP149900
29 | GRQYNCXA | Granite Quarry (Rockwell?) | NC | Rowan | 8145 Highway 52 | 35.572 | -80.4178 | 1.2988 | 30 | 150 | 4860 |  | 0.97178 | 230 | UNKNOWN114573 | UNKNOWN114701
30 | NRWDNCXA | Norwood | NC | Stanly | 238 North Main Street | 35.2267 | -80.1227 | 0.2279 | 15 | 75 | 3400 |  | 0.74489 | 100 | UNKNOWN114221 | TAP150528
31 | PWPNOHXA | Powhatan Point | OH | Belmont | 101 Ben Avenue | 39.866 | -80.799 | 0.0747 | 18 | 60 | 3534 | parcel id: 53-90011-000. seeing parcel size as 0.2 | 0.6678 | 69 | KAMMER (138KV) | GEORGE WASHINGTON
32 | GRVIOHXA | Granville | OH | Licking | 131 East Broadway | 40.0676 | -82.519 | 0.1775 | 24 | 100 | 6307 |  | 0.52898 | 69 | UNKNOWN112973 | TAP171386
33 | HETHOHXA | Heath (Newark?) | OH | Licking | 1046 Harris Avenue | 40.0413 | -82.4417 | 0.1458 | 27 | 100 | 3614 |  | 0.47462 | 69 | UNKNOWN113882 | UNKNOWN158903
34 | NWRKOHXC | Newark | OH | Licking | 214 Neal Avenue (685 W Church St?) | 40.0575 | -82.4272 | 0.1312 | 21 | 100 | 8571 | seeing parcel size as 0.39 | 0.98163 | 69 | UNKNOWN112977 | UNKNOWN171395
35 | NWRKOHXB | Newark | OH | Licking | 320 Deo Drive | 40.0869 | -82.4271 | 0.3724 | 25 | 125 | 3870 | seeing parcel size as 0.41 | 0.40265 | 138 | UNKNOWN113882 | NORTH NEWARK SUBSTATION
36 | ASLDKYXA | Ashland | KY | Boyd | 619 15th Street | 38.4758 | -82.6439 | [Missing] | 232 | 600 | 34184 |  | 0.43068 | 69 | UNKNOWN121253 | BELLEFONTE
37 | GNUPKYXA | Greenup | KY | Greenup | 304 Laurel St. (Laurel St 310 1/2, Greenup, KY, 41144?) | 38.5734 | -82.8396 | [Missing] | 52 | 100 | 4100 |  | 1.7004 | 69 | UNKNOWN137848 | NOT AVAILABLE
38 | CLVLGAXA | Clarkesville | GA | Habersham | 390 Jefferson Street | 34.6148 | -83.5244 | 0.4634 | 25 | 150 | 7500 | parcel id: 102-098? Seeing parcel size as 0.57 | 0.30587 | -999999 | TAP173810 | UNKNOWN173811
39 | CMRCGAXA | Commerce | GA | Jackson | 45 Georgia Avenue (45 Little Street?) | 34.204 | -83.4595 | 0.3236 | 128 | 450 | 9417 | seeing parcel size as 0.39 | 0.63655 | 115 | UNKNOWN111494 | UNKNOWN111501
40 | HWSSGAXA | Hiawassee | GA | Towns | 228 North Main Street | 34.9517 | -83.7583 | [Missing] | 19 | 150 | 3026 | parcel id: H002 076? No parcel size information | 0.015909 | 69 | UNKNOWN116503 | TAP151237
41 | JSPRGAXA | Jasper | GA | Pickens | 69 Stegall Drive | 34.4682 | -84.4314 | [Missing] | 22 | 125 | 3452 | parcel id: JA07 0U2 102? No parcel size information | 0.55379 | -999999 | UNKNOWN169053 | TAP169054
42 | MONRGAXA | Monroe | GA | Walton | 129 East Highland Avenue | 33.7965 | -83.7125 | [Missing] | 36 | 125 | 4860 | no parcel id, no parcel size information | 0.19261 | 115 | UNKNOWN116149 | UNKNOWN116150
43 | WNDRGAXA | Winder | GA | Barrow | 74 Woodlawn Avenue | 33.9946 | -83.7212 | 0.6408 | 119 | 350 | 7771 | seeing parcel size as 0.59 | 1.392 | 230 | UNKNOWN111503 | WINDER
44 | PECSTXXB | Pecos | TX | Reeves | 924 West Daggett Street | 31.4044 | -103.503 | [Missing] | 35 | 150 | 3520 | parcel id: 0003227? Seeing parcel size as 0.2 | 0.23239 | 46 | UNKNOWN300467 | NOT AVAILABLE
45 | KNTNOHXA | Kenton | OH | Hardin | 225 West Columbus Street | 40.6479 | -83.6103 | 0.2028 | 30 | 125 | 9800 |  | 1.5794 | 138 | UNKNOWN137331 | TAP140023
Note on J2: Only NRFDOHXA (Northfield, OH) has a drawn parcel boundary in the KMZ. Every other placemark is a bare point, so acreage cannot be derived from the supplied files. Yellow cells are for you to fill in.
Note on K2: SG4 describes the portfolio as carrying "a legacy tenant that requires 1-4 racks via a Sales-Leaseback model". Portfolio-wide, NOT a per-site rack count.
Note on L2: SG4 states "2 to 10 MW Sites" for the portfolio. Portfolio-wide range.
Note on M2: No facility square footage exists in the source workbook for these sites. The only SF figure in the file is 500,000 SF, belonging to the unrelated SG2 - OKC opportunity.

## WS_Sites_Parcel_Sizes_FINAL
clli | address | tier | county | state | lat | lng | status | acres_gis | sqft_gis | m2_gis | acres_stated | acres_stated_field | parcel_id | owner | parcel_address | source | notes
WNDRGAXA | 74 Woodlawn Avenue | Interesting | Barrow | GA | 33.99464785000001 | -83.7212 | ok | 0.6408 | 27913 | 2593.2 |  |  | WN12 293 |  | 10802 EXECUTIVE CENTER DR | https://services5.arcgis.com/OVFGXfRTCVcPwl55/arcgis/rest/services/Barrow_Parcels_w_Owner/FeatureServer/0
SUVLGAXA | 66 West Washington Street | Top Site | Chattooga | GA | 34.4815 | -85.3487 | ok | 0.5211 | 22698 | 2108.7 | 0.51985 | ACRES | S27-009 |  | COX STREET | https://services9.arcgis.com/eXIsbyIncFwEzqul/arcgis/rest/services/parcels_zoning/FeatureServer/2
CNTNGAXA | 190 South Church Street | Top Site | Cherokee | GA | 34.23610952999998 | -84.4907 | ok | 0.1743 | 7593 | 705.4 | 1 | Acreage | 14-0166-0003 | CSL GEORGIA SYSTEM LLC | 190 S Church St | https://services6.arcgis.com/dpaY3zboICQILFY5/arcgis/rest/services/Property_Value_TY2024/FeatureServer/0
CLVLGAXA | 390 Jefferson Street | Interesting | Habersham | GA | 34.61483837000001 | -83.5244 | ok | 0.4634 | 20186 | 1875.4 | 0.46 | CALC_ACRE | 098 |  |  | https://arcgis5.roktech.net/arcgis/rest/services/habersham/habersham_rokmaps/MapServer/8
CRNLGA01 | 2000 Communications Boulevard | Top Site | Habersham | GA | 34.4972 | -83.55 | ok | 26.4027 | 1150101 | 106848 | 25.27 | CALC_ACRE | 016 |  |  | https://arcgis5.roktech.net/arcgis/rest/services/habersham/habersham_rokmaps/MapServer/8 | Mireye/Regrid reported 26.35 ac.
CRNLGAXA | 350 North Main Street | Top Site | Habersham | GA | 34.5145 | -83.5282 | ok | 1.1876 | 51730 | 4805.9 | 1.18 | CALC_ACRE | 120 |  |  | https://arcgis5.roktech.net/arcgis/rest/services/habersham/habersham_rokmaps/MapServer/8
CMRCGAXA | 45 Georgia Avenue | Interesting | Jackson | GA | 34.20397641999998 | -83.4595 | ok | 0.3236 | 14096 | 1309.6 | 0.39 | TOTALACRES | C14 049 |  | 10802 EXECUTIVE CENTER DR | https://services8.arcgis.com/bcbi4lYRFOsss0F5/ArcGIS/rest/services/jackson_baselayers/FeatureServer/9
DHLNGAXA | 200 Boyd Circle | Top Site | Lumpkin | GA | 34.5354 | -83.9825 | ok | 1.4647 | 63803 | 5927.5 | 1.4609 | GIS_ACRES | D10 049 | 24650 | P O BOX 400 | https://services6.arcgis.com/BAJNi3EgCdtQ1BCG/arcgis/rest/services/Lumpkin_2025Parcels/FeatureServer/0
CHWOGAXA | 220 North 2nd Avenue | Top Site | Murray | GA | 34.76833751000002 | -84.7682 | UNRESOLVED | [8 empty] | https://qpublic.schneidercorp.com/ (search county + address) | qPublic (Schneider) - blocks automated access
JSPRGAXA | 69 Stegall Drive | Interesting | Pickens | GA | 34.4682 | -84.4314 | UNRESOLVED | [8 empty] | https://qpublic.schneidercorp.com/ (search county + address) | qPublic (Schneider) - blocks automated access
HWSSGAXA | 228 North Main Street | Interesting | Towns | GA | 34.9517 | -83.7583 | UNRESOLVED | [8 empty] | https://qpublic.schneidercorp.com/ (search county + address) | qPublic (Schneider) - blocks automated access
BLVIGABW | 40 River Road Connector | Top Site | Union | GA | 34.86402509999999 | -83.9848 | ok | 4.2884 | 186803 | 17354.5 |  |  | 071A 050 |  |  | https://services.arcgis.com/ISpzx3B5ZsVA6e1Z/ArcGIS/rest/services/Union_Parcels/FeatureServer/0
LFYTGAXA | 105 Cherokee Street | Top Site | Walker | GA | 34.70665254999999 | -85.2827 | UNRESOLVED | [8 empty] | https://qpublic.schneidercorp.com/ (search county + address) | qPublic (Schneider) - blocks automated access
MONRGAXA | 129 East Highland Avenue | Interesting | Walton | GA | 33.79645657999999 | -83.7125 | UNRESOLVED | [8 empty] | https://qpublic.schneidercorp.com/ (search county + address) | qPublic (Schneider) - blocks automated access
MONRGAXB | 3375 GA-11 | Top Site | Walton | GA | 33.89043801999999 | -83.7199 | UNRESOLVED | [8 empty] | https://qpublic.schneidercorp.com/ (search county + address) | qPublic (Schneider) - blocks automated access
CLEVGAXA | 158 West Kytle Street | Top Site | White | GA | 34.59702661999999 | -83.7661 | UNRESOLVED | [8 empty] | https://qpublic.schneidercorp.com/ (search county + address) | qPublic (Schneider) - blocks automated access
DLTNGAXD | 350 Cross Plains Blvd | Top Site | Whitfield | GA | 34.6751 | -84.9664 | ok | 2.388 | 104022 | 9663.9 | 5.01 | totalacres |  |  | CROSSPLAINS | https://gis.whitfieldcountyga.com/server/rest/services/Parcels_and_Development/MapServer/4
ASLDKYXA | 619 15th Street | Interesting | Boyd | KY | 38.47579999999999 | -82.6439 | UNRESOLVED | [8 empty] | county PVA site / https://qpublic.schneidercorp.com/ | KY PVA - no public service (state server hosts Webster Co only)
MEDSKYXA | 9216 Highway 60 | Top Site | Boyd | KY | 38.40964997000001 | -82.713 | UNRESOLVED | [8 empty] | county PVA site / https://qpublic.schneidercorp.com/ | KY PVA - no public service (state server hosts Webster Co only)
GNUPKYXA | 304 Laurel St. | Interesting | Greenup | KY | 38.57342447000001 | -82.8396 | UNRESOLVED | [8 empty] | county PVA site / https://qpublic.schneidercorp.com/ | KY PVA - no public service (state server hosts Webster Co only)
ABRDNCXA | 211 North Poplar Street | Top Site | Moore | NC | 35.13471956000002 | -79.4268 | ok | 1.3423 | 58469 | 5432 | 1.338 | CALC_ACRES | 8.57013E+11 |  | 2101 RIVERFRONT DR #A | https://services7.arcgis.com/WOKJvFrknOcT2chj/arcgis/rest/services/Accela_taxparcels/FeatureServer/0
CHGVNCXA | 1525 South Main Street | Top Site | Rowan | NC | 35.55692202999999 | -80.5959 | ok | 0.4238 | 18459 | 1714.9 | 0.42 | DEEDACRE | 163 012 | KINETIC ABS NC LLC | 1525 | https://gis.rowancountync.gov/arcgis/rest/services/Public/RowanTaxParcels/MapServer/0
GRQYNCXA | 8145 Highway 52 | Interesting | Rowan | NC | 35.572 | -80.4178 | ok | 1.2988 | 56574 | 5255.9 | 1.3 | CALCACRE | 357 085 | KINETIC ABS NC LLC | 8145 | https://gis.rowancountync.gov/arcgis/rest/services/Public/RowanTaxParcels/MapServer/0
ALBMNCXA | 250 North 1st Street | Top Site | Stanly | NC | 35.35404215000001 | -80.1991 | ok | 0.8423 | 36691 | 3408.7 | 0.8399 | ACRES | 6.54801E+11 | 1923 | 250 N FIRST ST | https://services6.arcgis.com/w1igg0Q14weqYXUh/arcgis/rest/services/parcel_records_base_2/FeatureServer/3
NRWDNCXA | 238 North Main Street | Interesting | Stanly | NC | 35.2267 | -80.1227 | ok | 0.2279 | 9927 | 922.3 | 0.62 | ACRES | 6.56301E+11 | 1923 | 238 N MAIN ST | https://services6.arcgis.com/w1igg0Q14weqYXUh/arcgis/rest/services/parcel_records_base_2/FeatureServer/3
ASHTOHXA | 4616 Park Avenue | Top Site | Ashtabula | OH | 41.8655 | -80.7834 | ok | 0.3376 | 14704 | 1366 |  |  | 05-000-00-403-00 |  | 4616 PARK AVE | https://services2.arcgis.com/MlJ0G8iWUyC7jAmu/arcgis/rest/services/OhioStatewidePacels_full_view/FeatureServer/0
GENVOHXA | 37 South Forest Street | Top Site | Ashtabula | OH | 41.80531692000002 | -80.9457 | ok | 0.8339 | 36326 | 3374.8 |  |  | 20-000-00-150-00 |  | 37 FOREST ST | https://services2.arcgis.com/MlJ0G8iWUyC7jAmu/arcgis/rest/services/OhioStatewidePacels_full_view/FeatureServer/0
FRVWOHXA | 32699 Old National Road | Top Site | Belmont | OH | 40.05949739999999 | -81.2204 | ok | 0.9684 | 42183 | 3918.9 |  |  | 12-90007.000 |  | 32699 OLD NATIONAL RD | https://services2.arcgis.com/MlJ0G8iWUyC7jAmu/arcgis/rest/services/OhioStatewidePacels_full_view/FeatureServer/0
PWPNOHXA | 101 Ben Avenue | Interesting | Belmont | OH | 39.86595076000002 | -80.799 | ok | 0.0747 | 3254 | 302.3 |  |  | 53-90011.000 |  | BEN AVE | https://services2.arcgis.com/MlJ0G8iWUyC7jAmu/arcgis/rest/services/OhioStatewidePacels_full_view/FeatureServer/0
BNBGOHXA | 8425 Baindridge Road | Top Site | Geauga | OH | 41.38569895000002 | -81.3406 | ok | 0.3535 | 15397 | 1430.4 |  |  | 02-601000 |  | 8425 BAINBRIDGE RD | https://services2.arcgis.com/MlJ0G8iWUyC7jAmu/arcgis/rest/services/OhioStatewidePacels_full_view/FeatureServer/0
CHRDOHXA | 205 South Hambden Street | Top Site | Geauga | OH | 41.58128454000003 | -81.2021 | ok | 0.1915 | 8343 | 775.1 |  |  | 10-601300 |  | 205 S HAMBDEN ST | https://services2.arcgis.com/MlJ0G8iWUyC7jAmu/arcgis/rest/services/OhioStatewidePacels_full_view/FeatureServer/0
KNTNOHXA | 225 West Columbus Street | Interesting | Hardin | OH | 40.64789637000001 | -83.6103 | ok | 0.2028 | 8834 | 820.7 |  |  | 3.606E+11 |  |  | https://services2.arcgis.com/MlJ0G8iWUyC7jAmu/arcgis/rest/services/OhioStatewidePacels_full_view/FeatureServer/0
MDSNOHXA | 2740 Hubbard Road | Top Site | Lake | OH | 41.80027422000001 | -81.049 | ok | 0.6524 | 28419 | 2640.2 |  |  | 01B8880006000 |  | 2745 HUBBARD RD MADISON 44057 | https://services2.arcgis.com/MlJ0G8iWUyC7jAmu/arcgis/rest/services/OhioStatewidePacels_full_view/FeatureServer/0
GRVIOHXA | 131 East Broadway | Interesting | Licking | OH | 40.0676 | -82.519 | ok | 0.1775 | 7731 | 718.2 |  |  | 02005675401000 |  | 131 E BROADWAY GRANVILLE, OH 43023 GRANVILLE 43023 | https://services2.arcgis.com/MlJ0G8iWUyC7jAmu/arcgis/rest/services/OhioStatewidePacels_full_view/FeatureServer/0
HETHOHXA | 1046 Harris Avenue | Interesting | Licking | OH | 40.0413 | -82.4417 | ok | 0.1458 | 6349 | 589.9 |  |  | 05428208405000 |  | HARRIS AVE NEWARK, OH 43055 NEWARK 43055 | https://services2.arcgis.com/MlJ0G8iWUyC7jAmu/arcgis/rest/services/OhioStatewidePacels_full_view/FeatureServer/0
NWRKOHXA | 66 North 4th Street | Top Site | Licking | OH | 40.05944852999998 | -82.4049 | ok | 0.2758 | 12014 | 1116.2 |  |  | 05428208401000 |  | 66 N 4TH ST NEWARK, OH 43055 NEWARK 43055 | https://services2.arcgis.com/MlJ0G8iWUyC7jAmu/arcgis/rest/services/OhioStatewidePacels_full_view/FeatureServer/0 | Mireye/Regrid reported 0.28 ac.
NWRKOHXB | 320 Deo Drive | Interesting | Licking | OH | 40.08689351000001 | -82.4271 | ok | 0.3724 | 16220 | 1506.9 |  |  | 09629514601000 |  |  | https://services2.arcgis.com/MlJ0G8iWUyC7jAmu/arcgis/rest/services/OhioStatewidePacels_full_view/FeatureServer/0
NWRKOHXC | 214 Neal Avenue | Interesting | Licking | OH | 40.05750810000003 | -82.4272 | ok | 0.1312 | 5717 | 531.1 |  |  | 05428208406000 |  | 685 W CHURCH ST NEWARK, OH 43055 NEWARK 43055 | https://services2.arcgis.com/MlJ0G8iWUyC7jAmu/arcgis/rest/services/OhioStatewidePacels_full_view/FeatureServer/0
NWRKOHXD | 7322 Dorsey Mill Road Southeast | Top Site | Licking | OH | 40.01356484999999 | -82.4046 | ok | 0.386 | 16815 | 1562.1 |  |  | 04113653601000 |  |  | https://services2.arcgis.com/MlJ0G8iWUyC7jAmu/arcgis/rest/services/OhioStatewidePacels_full_view/FeatureServer/0
ELYROHXA | 363 3rd Street | Top Site | Lorain | OH | 41.3657 | -82.11 | ok | 0.5012 | 21831 | 2028.1 |  |  | 0626055000001 |  |  | https://services2.arcgis.com/MlJ0G8iWUyC7jAmu/arcgis/rest/services/OhioStatewidePacels_full_view/FeatureServer/0
NRFDOHXA | 54 Leonard Avenue | Interesting | Summit | OH | 41.3147 | -81.537 | ok | 0.1685 | 7339 | 681.8 |  |  | 4002461 |  |  | https://services2.arcgis.com/MlJ0G8iWUyC7jAmu/arcgis/rest/services/OhioStatewidePacels_full_view/FeatureServer/0 | Mireye/Regrid reported 0.11 ac.
RCFDOHXA | 4676 West Streetsboro Road | Top Site | Summit | OH | 41.23925716999999 | -81.6558 | ok | 0.1615 | 7036 | 653.7 |  |  | 5001510 |  |  | https://services2.arcgis.com/MlJ0G8iWUyC7jAmu/arcgis/rest/services/OhioStatewidePacels_full_view/FeatureServer/0
TWBGOHIR | 2684 East Aurora Road | Top Site | Summit | OH | 41.3112 | -81.4423 | ok | 0.4985 | 21716 | 2017.5 |  |  | 6406505 |  |  | https://services2.arcgis.com/MlJ0G8iWUyC7jAmu/arcgis/rest/services/OhioStatewidePacels_full_view/FeatureServer/0
TWBGOHXA | 2684 Route 82 | Top Site | Summit | OH | 41.31113087000001 | -81.4423 | ok | 0.4985 | 21716 | 2017.5 |  |  | 6406505 |  |  | https://services2.arcgis.com/MlJ0G8iWUyC7jAmu/arcgis/rest/services/OhioStatewidePacels_full_view/FeatureServer/0
PECSTXXB | 924 West Daggett Street | Interesting | Reeves | TX | 31.4044 | -103.5035 | UNRESOLVED | [8 empty] | Reeves County Appraisal District | TX appraisal district - no public parcel service found

## WS_Top200_Transm_Dist_2
| CLLI | State | lat | lng | nearest_tx_line_m | nearest_tx_line_ft | line_name | line_from_sub | line_to_sub | line_id | line_type | owner | status | voltage_kv | volt_class | voltage_basis | attrs_inferred | nearest_100kv_plus_m | kv_100plus | line_name_100plus | line_id_100plus | owner_100plus | source
1 | ABRDNCXA | NC | 35.1347 | -79.4268 | 1524.4 | 5001 | TAP147638 - TAP147639 | TAP147638 | TAP147639 | 142698 | OVERHEAD | PROGRESS ENERGY CAROLINAS INC | IN SERVICE | -999999 | UNDER 100 | class_band | Y | 13296.6 | 230 | TAP147619 - WEST END | 124218 | PROGRESS ENERGY CAROLINAS INC | https://services2.arcgis.com/FiaPA4ga0iQKduv3/arcgis/rest/services/US_Electric_Power_Transmission_Lines/FeatureServer/0
2 | ADELGAXA | GA | 31.1379 | -83.4224 | 603.3 | 1979 |  | UNKNOWN111786 | UNKNOWN111787 | 120960 | OVERHEAD | GEORGIA POWER CO | IN SERVICE | -999999 | NOT AVAILABLE | not_published | N | 625.4 | 115 | TAP142751 | 132212 | GEORGIA POWER CO | https://services2.arcgis.com/FiaPA4ga0iQKduv3/arcgis/rest/services/US_Electric_Power_Transmission_Lines/FeatureServer/0
3 | ANWOIAXO | IA | 41.2891 | -91.5551 | 1031 | 3382 | TAP140530 - SUB T | TAP140530 | SUB T | 126581 | AC; OVERHEAD | NOT AVAILABLE | IN SERVICE | 345 | 345 | numeric | N | 1031 | 345 | TAP140530 - SUB T | 126581 | NOT AVAILABLE | https://services2.arcgis.com/FiaPA4ga0iQKduv3/arcgis/rest/services/US_Electric_Power_Transmission_Lines/FeatureServer/0
4 | ALCHFL01 | FL | 29.8024 | -82.4922 | 2709.7 | 8890 | TAP150494 - ALACHUA | TAP150494 | ALACHUA | 110523 | AC; OVERHEAD | NOT AVAILABLE | IN SERVICE | 69 | UNDER 100 | numeric | Y | 4760 | 138 | GE ALACHUA - TAP151115 | 100404 | NOT AVAILABLE | https://services2.arcgis.com/FiaPA4ga0iQKduv3/arcgis/rest/services/US_Electric_Power_Transmission_Lines/FeatureServer/0
5 | ALCHFLAJ | FL | 29.7894 | -82.4959 | 1260.6 | 4136 | TAP143289 - ALACHUA | TAP143289 | ALACHUA | 129592 | AC; OVERHEAD | NOT AVAILABLE | IN SERVICE | 69 | UNDER 100 | numeric | Y | 3971.7 | 138 | GE ALACHUA - TAP151115 | 100404 | NOT AVAILABLE | https://services2.arcgis.com/FiaPA4ga0iQKduv3/arcgis/rest/services/US_Electric_Power_Transmission_Lines/FeatureServer/0
6 | ALCHFLXA | FL | 29.7894 | -82.4962 | 1260.6 | 4136 | TAP143289 - ALACHUA | TAP143289 | ALACHUA | 129592 | AC; OVERHEAD | NOT AVAILABLE | IN SERVICE | 69 | UNDER 100 | numeric | Y | 3983.9 | 138 | GE ALACHUA - TAP151115 | 100404 | NOT AVAILABLE | https://services2.arcgis.com/FiaPA4ga0iQKduv3/arcgis/rest/services/US_Electric_Power_Transmission_Lines/FeatureServer/0
7 | ALBYKYXA | KY | 36.693 | -85.1345 | 477.5 | 1567 |  | UNKNOWN124782 | UNKNOWN124783 | 102992 | AC; OVERHEAD | EAST KENTUCKY POWER COOP, INC | IN SERVICE | 69 | UNDER 100 | numeric | Y | 6621.7 | 161 | TAP155474 | 139950 | EAST KENTUCKY POWER COOP, INC | https://services2.arcgis.com/FiaPA4ga0iQKduv3/arcgis/rest/services/US_Electric_Power_Transmission_Lines/FeatureServer/0
8 | ALBMNCXA | NC | 35.354 | -80.1991 | 455 | 1493 | TAP150528 | UNKNOWN114426 | TAP150528 | 112388 | AC; OVERHEAD | NOT AVAILABLE | IN SERVICE | 100 | 100-161 | numeric | Y | 455 | 100 | TAP150528 | 112388 | NOT AVAILABLE | https://services2.arcgis.com/FiaPA4ga0iQKduv3/arcgis/rest/services/US_Electric_Power_Transmission_Lines/FeatureServer/0
9 | ALBIIAXO | IA | 41.026 | -92.8056 | 4412.7 | 14477 | LUCAS CO - OTTUMWA GENERATION STATION | LUCAS CO | OTTUMWA GENERATION STATION | 106824 | AC; OVERHEAD | MIDAMERICAN ENERGY CO | IN SERVICE | 161 | 100-161 | numeric | Y | 4412.7 | 161 | LUCAS CO - OTTUMWA GENERATION STATION | 106824 | MIDAMERICAN ENERGY CO | https://services2.arcgis.com/FiaPA4ga0iQKduv3/arcgis/rest/services/US_Electric_Power_Transmission_Lines/FeatureServer/0
10 | ANDRTXXA | TX | 32.3176 | -102.5477 | 2515.9 | 8254 | TAP301929 | TAP301929 | NOT AVAILABLE | 308138 | AC; OVERHEAD | ONCOR ELECTRIC DELIVERY CO. | IN SERVICE | 138 | 100-161 | numeric | N | 2515.9 | 138 | TAP301929 | 308138 | ONCOR ELECTRIC DELIVERY CO. | https://services2.arcgis.com/FiaPA4ga0iQKduv3/arcgis/rest/services/US_Electric_Power_Transmission_Lines/FeatureServer/0
11 | ASLDKYXA | KY | 38.4758 | -82.6439 | 693 | 2274 | BELLEFONTE | UNKNOWN121253 | BELLEFONTE | 157481 | AC; OVERHEAD | KENTUCKY POWER CO | IN SERVICE | 69 | UNDER 100 | numeric | Y | 2285.2 | 138 | BELLEFONTE - NORTH PROCTORVILLE SUBSTATION | 150356 | NOT AVAILABLE | https://services2.arcgis.com/FiaPA4ga0iQKduv3/arcgis/rest/services/US_Electric_Power_Transmission_Lines/FeatureServer/0
12 | MEDSKYXA | KY | 38.4096 | -82.713 | 905.4 | 2970 | BELLEFONTE - PRINCESS | BELLEFONTE | PRINCESS | 105204 | AC; OVERHEAD | KENTUCKY POWER CO | IN SERVICE | 69 | UNDER 100 | numeric | Y | 1930.5 | 765 | BAKER - HANGING ROCK | 109099 | NOT AVAILABLE | https://services2.arcgis.com/FiaPA4ga0iQKduv3/arcgis/rest/services/US_Electric_Power_Transmission_Lines/FeatureServer/0
13 | ADBNIAXO | IA | 41.7213 | -94.9294 | 1482.3 | 4863 |  | UNKNOWN131001 | UNKNOWN168109 | 169313 | AC; OVERHEAD | NOT AVAILABLE | IN SERVICE | 69 | UNDER 100 | numeric | Y | 14423.2 | 161 | EXIRA | 144694 | NOT AVAILABLE | https://services2.arcgis.com/FiaPA4ga0iQKduv3/arcgis/rest/services/US_Electric_Power_Transmission_Lines/FeatureServer/0
14 | AURROHXA | OH | 41.3172 | -81.3466 | 1093.5 | 3588 | CASE - AURORA | CASE | AURORA | 110477 | OVERHEAD | NOT AVAILABLE | IN SERVICE | -999999 | NOT AVAILABLE | not_published | N | 3804.2 | 345 | JUNIPER - HANNA | 114362 | AMERICAN TRANSMISSION SYSTEMS, INC. | https://services2.arcgis.com/FiaPA4ga0iQKduv3/arcgis/rest/services/US_Electric_Power_Transmission_Lines/FeatureServer/0
15 | BNBGOHXA | OH | 41.3857 | -81.3406 | 3863.8 | 12677 | LEROY CENTER | UNKNOWN137113 | LEROY CENTER | 158468 | AC; OVERHEAD | AMERICAN TRANSMISSION SYSTEMS, INC. | IN SERVICE | 345 | 345 | numeric | N | 3863.8 | 345 | LEROY CENTER | 158468 | AMERICAN TRANSMISSION SYSTEMS, INC. | https://services2.arcgis.com/FiaPA4ga0iQKduv3/arcgis/rest/services/US_Electric_Power_Transmission_Lines/FeatureServer/0
16 | CRNLGA01 | GA | 34.4972 | -83.55 | 169 | 554 | TAP153139 | UNKNOWN110332 | TAP153139 | 128010 | AC; OVERHEAD | GEORGIA POWER CO | IN SERVICE | 115 | 100-161 | numeric | Y | 169 | 115 | TAP153139 | 128010 | GEORGIA POWER CO | https://services2.arcgis.com/FiaPA4ga0iQKduv3/arcgis/rest/services/US_Electric_Power_Transmission_Lines/FeatureServer/0
17 | BBVLKYXA | KY | 36.8653 | -83.8883 | 1120.3 | 3676 |  | UNKNOWN109489 | UNKNOWN109491 | 141842 | OVERHEAD | BARBOURVILLE UTILITY COMM | IN SERVICE | -999999 | 100-161 | class_band | Y | 2876.9 | 161 | TAP155041 | 117373 | NOT AVAILABLE | https://services2.arcgis.com/FiaPA4ga0iQKduv3/arcgis/rest/services/US_Electric_Power_Transmission_Lines/FeatureServer/0
18 | FRVWOHXA | OH | 40.0595 | -81.2204 | 8973.4 | 29440 | SPEIDEL - BARNESVILLE | SPEIDEL | BARNESVILLE | 166848 | AC; OVERHEAD | OHIO POWER CO | UNDER CONSTRUCTION | 138 | 100-161 | numeric | Y | 8973.4 | 138 | SPEIDEL - BARNESVILLE | 166848 | OHIO POWER CO | https://services2.arcgis.com/FiaPA4ga0iQKduv3/arcgis/rest/services/US_Electric_Power_Transmission_Lines/FeatureServer/0
19 | BEREKYXA | KY | 37.5733 | -84.2857 | 517.7 | 1698 | TAP155090 | UNKNOWN129944 | TAP155090 | 110267 | AC; OVERHEAD | NOT AVAILABLE | IN SERVICE | 69 | UNDER 100 | numeric | Y | 4214.9 | 138 |  | 139609 | NOT AVAILABLE | https://services2.arcgis.com/FiaPA4ga0iQKduv3/arcgis/rest/services/US_Electric_Power_Transmission_Lines/FeatureServer/0
20 | SHBGKYAB | KY | 38.2426 | -83.8745 | 8150.7 | 26741 |  | UNKNOWN109449 | UNKNOWN121396 | 137336 | AC; OVERHEAD | EAST KENTUCKY POWER COOP, INC | IN SERVICE | 345 | 345 | numeric | Y | 8150.7 | 345 |  | 137336 | EAST KENTUCKY POWER COOP, INC | https://services2.arcgis.com/FiaPA4ga0iQKduv3/arcgis/rest/services/US_Electric_Power_Transmission_Lines/FeatureServer/0
21 | BLVIGABW | GA | 34.864 | -83.9848 | 1920.1 | 6300 | YOUNGCANE - BLAIRSVILLE | YOUNGCANE | BLAIRSVILLE | 140846 | AC; OVERHEAD | TENNESSEE VALLEY AUTHORITY | IN SERVICE | 161 | 100-161 | numeric | N | 1920.1 | 161 | YOUNGCANE - BLAIRSVILLE | 140846 | TENNESSEE VALLEY AUTHORITY | https://services2.arcgis.com/FiaPA4ga0iQKduv3/arcgis/rest/services/US_Electric_Power_Transmission_Lines/FeatureServer/0
22 | BLKLGAXA | GA | 31.3825 | -84.9575 | 3512.7 | 11525 |  | UNKNOWN111113 | UNKNOWN111114 | 135585 | AC; OVERHEAD | GEORGIA POWER CO | IN SERVICE | 115 | 100-161 | numeric | Y | 3512.7 | 115 |  | 135585 | GEORGIA POWER CO | https://services2.arcgis.com/FiaPA4ga0iQKduv3/arcgis/rest/services/US_Electric_Power_Transmission_Lines/FeatureServer/0
23 | BRFRFLXA | FL | 29.9601 | -82.928 | 4254.5 | 13958 | FORT WHITE | UNKNOWN107673 | FORT WHITE | 125356 | AC; OVERHEAD | DUKE ENERGY FLORIDA, LLC | IN SERVICE | 69 | UNDER 100 | numeric | N | 10809.3 | 230 | FORT WHITE | 112825 | DUKE ENERGY FLORIDA, LLC | https://services2.arcgis.com/FiaPA4ga0iQKduv3/arcgis/rest/services/US_Electric_Power_Transmission_Lines/FeatureServer/0
24 | BRHDKYXA | KY | 37.3417 | -84.4499 | 2484 | 8150 | TAP155074 | UNKNOWN125497 | TAP155074 | 103401 | AC; OVERHEAD | EAST KENTUCKY POWER COOP, INC | IN SERVICE | 69 | UNDER 100 | numeric | Y | 13147.4 | 345 | BROWN PLANT | 124041 | NOT AVAILABLE | https://services2.arcgis.com/FiaPA4ga0iQKduv3/arcgis/rest/services/US_Electric_Power_Transmission_Lines/FeatureServer/0
25 | BRAROKXA | OK | 36.0526 | -95.7918 | 1312.2 | 4305 |  | UNKNOWN118409 | UNKNOWN119537 | 114979 | AC; OVERHEAD | PUBLIC SERVICE CO OF OKLAHOMA | IN SERVICE | 138 | 100-161 | numeric | Y | 1312.2 | 138 |  | 114979 | PUBLIC SERVICE CO OF OKLAHOMA | https://services2.arcgis.com/FiaPA4ga0iQKduv3/arcgis/rest/services/US_Electric_Power_Transmission_Lines/FeatureServer/0
26 | BRAROKXC | OK | 35.9987 | -95.7969 | 679.4 | 2229 | TAP149292 | UNKNOWN119540 | TAP149292 | 109171 | AC; OVERHEAD | PUBLIC SERVICE CO OF OKLAHOMA | IN SERVICE | 138 | 100-161 | numeric | Y | 679.4 | 138 | TAP149292 | 109171 | PUBLIC SERVICE CO OF OKLAHOMA | https://services2.arcgis.com/FiaPA4ga0iQKduv3/arcgis/rest/services/US_Electric_Power_Transmission_Lines/FeatureServer/0
27 | BRAROKXD | OK | 36.0896 | -95.7906 | 197.9 | 649 | TAP149299 | UNKNOWN118449 | TAP149299 | 139395 | AC; OVERHEAD | PUBLIC SERVICE CO OF OKLAHOMA | IN SERVICE | 138 | 100-161 | numeric | Y | 197.9 | 138 | TAP149299 | 139395 | PUBLIC SERVICE CO OF OKLAHOMA | https://services2.arcgis.com/FiaPA4ga0iQKduv3/arcgis/rest/services/US_Electric_Power_Transmission_Lines/FeatureServer/0
28 | BRAROKXE | OK | 36.0615 | -95.6843 | 240.9 | 790 | ONETA - NORTHEASTERN (345KV) | ONETA | NORTHEASTERN (345KV) | 145549 | AC; OVERHEAD | PUBLIC SERVICE CO OF OKLAHOMA | IN SERVICE | 345 | 345 | numeric | N | 240.9 | 345 | ONETA - NORTHEASTERN (345KV) | 145549 | PUBLIC SERVICE CO OF OKLAHOMA | https://services2.arcgis.com/FiaPA4ga0iQKduv3/arcgis/rest/services/US_Electric_Power_Transmission_Lines/FeatureServer/0
29 | BKVLKYXA | KY | 38.6825 | -84.0675 | 2136.8 | 7011 |  | UNKNOWN121735 | UNKNOWN121738 | 156601 | OVERHEAD | NOT AVAILABLE | IN SERVICE | -999999 | NOT AVAILABLE | not_published | N | 4827.1 | 138 | TAP137345 | 133681 | NOT AVAILABLE | https://services2.arcgis.com/FiaPA4ga0iQKduv3/arcgis/rest/services/US_Electric_Power_Transmission_Lines/FeatureServer/0
30 | BWFDTXXA | TX | 33.1772 | -102.2744 | 1607.4 | 5273 | GOODPASTURE - BROWNFIELD SWITCHING | GOODPASTURE | BROWNFIELD SWITCHING | 300139 | AC; OVERHEAD | NOT AVAILABLE | IN SERVICE | 69 | UNDER 100 | numeric | N | 11148.1 | 345 | TUCO | 400314 | XCEL ENERGY | https://services2.arcgis.com/FiaPA4ga0iQKduv3/arcgis/rest/services/US_Electric_Power_Transmission_Lines/FeatureServer/0
31 | BRSDKYXA | KY | 36.9898 | -84.5994 | 676.1 | 2218 | TAP155086 | UNKNOWN125401 | TAP155086 | 101725 | AC; OVERHEAD | NOT AVAILABLE | IN SERVICE | 69 | UNDER 100 | numeric | Y | 1133.9 | 161 | COOPER | 132353 | EAST KENTUCKY POWER COOP, INC | https://services2.arcgis.com/FiaPA4ga0iQKduv3/arcgis/rest/services/US_Electric_Power_Transmission_Lines/FeatureServer/0
32 | CAIRGAXA | GA | 30.8785 | -84.209 | 215 | 705 |  | UNKNOWN111599 | UNKNOWN116698 | 130306 | OVERHEAD | GEORGIA POWER CO | IN SERVICE | -999999 | 100-161 | class_band | Y | 3046.3 | 115 | TAP143132 | 141457 | GEORGIA POWER CO | https://services2.arcgis.com/FiaPA4ga0iQKduv3/arcgis/rest/services/US_Electric_Power_Transmission_Lines/FeatureServer/0
33 | CLHNFLXA | FL | 30.5644 | -81.8314 | 1072.6 | 3519 | YULEE | UNKNOWN120481 | YULEE | 134032 | AC; OVERHEAD | FLORIDA POWER & LIGHT CO | IN SERVICE | 230 | 220-287 | numeric | N | 1072.6 | 230 | YULEE | 134032 | FLORIDA POWER & LIGHT CO | https://services2.arcgis.com/FiaPA4ga0iQKduv3/arcgis/rest/services/US_Electric_Power_Transmission_Lines/FeatureServer/0
34 | CMVLKYXA | KY | 37.3426 | -85.3439 | 624.4 | 2049 | TAP155483 | UNKNOWN124806 | TAP155483 | 107911 | AC; OVERHEAD | KENTUCKY UTILITIES CO | IN SERVICE | 69 | UNDER 100 | numeric | Y | 2703.6 | 161 | TAP160471 | 163556 | NOT AVAILABLE | https://services2.arcgis.com/FiaPA4ga0iQKduv3/arcgis/rest/services/US_Electric_Power_Transmission_Lines/FeatureServer/0
35 | CNTNGAXA | GA | 34.2361 | -84.4907 | 513.3 | 1684 |  | UNKNOWN111132 | UNKNOWN172553 | 174802 | AC; OVERHEAD | GEORGIA POWER CO | IN SERVICE | 115 | 100-161 | numeric | Y | 513.3 | 115 |  | 174802 | GEORGIA POWER CO | https://services2.arcgis.com/FiaPA4ga0iQKduv3/arcgis/rest/services/US_Electric_Power_Transmission_Lines/FeatureServer/0
36 | CECLOHXA | OH | 41.2181 | -84.6021 | 801.9 | 2631 | TAP173568 | UNKNOWN156481 | TAP173568 | 173825 | AC; OVERHEAD | OHIO POWER CO | IN SERVICE | -999999 | NOT AVAILABLE | not_published | N | 9538.9 | 138 | SOUTH HICKSVILLE - LOCKWOOD RD | 146106 | OHIO POWER CO | https://services2.arcgis.com/FiaPA4ga0iQKduv3/arcgis/rest/services/US_Electric_Power_Transmission_Lines/FeatureServer/0
37 | CNVLIAXO | IA | 40.7323 | -92.8761 | 1664.1 | 5460 | CENTERVILLE | CENTERVILLE | NOT AVAILABLE | 123853 | OVERHEAD | NOT AVAILABLE | NOT AVAILABLE | 69 | UNDER 100 | numeric | Y | [5 empty] | https://services2.arcgis.com/FiaPA4ga0iQKduv3/arcgis/rest/services/US_Electric_Power_Transmission_Lines/FeatureServer/0
38 | CNVLGAXA | GA | 32.6235 | -83.688 | 181.9 | 597 | TAP143049 - TAP169139 | TAP143049 | TAP169139 | 170769 | AC; OVERHEAD | GEORGIA POWER CO | IN SERVICE | 115 | 100-161 | numeric | Y | 181.9 | 115 | TAP143049 - TAP169139 | 170769 | GEORGIA POWER CO | https://services2.arcgis.com/FiaPA4ga0iQKduv3/arcgis/rest/services/US_Electric_Power_Transmission_Lines/FeatureServer/0
39 | CHRDOHXA | OH | 41.5813 | -81.2021 | 1079.9 | 3543 | TAP148482 | UNKNOWN112912 | TAP148482 | 113231 | AC; OVERHEAD | NOT AVAILABLE | IN SERVICE | 138 | 100-161 | numeric | Y | 1079.9 | 138 | TAP148482 | 113231 | NOT AVAILABLE | https://services2.arcgis.com/FiaPA4ga0iQKduv3/arcgis/rest/services/US_Electric_Power_Transmission_Lines/FeatureServer/0
40 | CHRTIAXC | IA | 41.0162 | -93.3064 | 416.4 | 1366 | LUCAS CO | LUCAS CO | UNKNOWN132644 | 160856 | AC; OVERHEAD | NOT AVAILABLE | IN SERVICE | 69 | UNDER 100 | numeric | Y | 3672.9 | 161 | LUCAS CO - OTTUMWA GENERATION STATION | 106824 | MIDAMERICAN ENERGY CO | https://services2.arcgis.com/FiaPA4ga0iQKduv3/arcgis/rest/services/US_Electric_Power_Transmission_Lines/FeatureServer/0
41 | CHWOGAXA | GA | 34.7683 | -84.7682 | 1262 | 4140 | TAP176873 | UNKNOWN109911 | TAP176873 | 179176 | AC; OVERHEAD | GEORGIA POWER CO | IN SERVICE | 115 | 100-161 | numeric | Y | 1262 | 115 | TAP176873 | 179176 | GEORGIA POWER CO | https://services2.arcgis.com/FiaPA4ga0iQKduv3/arcgis/rest/services/US_Electric_Power_Transmission_Lines/FeatureServer/0
42 | CHTHOKXD | OK | 35.471 | -95.5236 | 1393.1 | 4571 |  | UNKNOWN119169 | UNKNOWN119170 | 143858 | AC; OVERHEAD | NOT AVAILABLE | IN SERVICE | 69 | UNDER 100 | numeric | Y | 3737.9 | 138 |  | 104741 | SOUTHWESTERN POWER ADMINISTRATION | https://services2.arcgis.com/FiaPA4ga0iQKduv3/arcgis/rest/services/US_Electric_Power_Transmission_Lines/FeatureServer/0
43 | CHGVNCXA | NC | 35.5569 | -80.5959 | 224.8 | 738 |  | UNKNOWN114688 | UNKNOWN114689 | 150814 | AC; OVERHEAD | DUKE ENERGY CAROLINAS, LLC | IN SERVICE | 100 | 100-161 | numeric | Y | 224.8 | 100 |  | 150814 | DUKE ENERGY CAROLINAS, LLC | https://services2.arcgis.com/FiaPA4ga0iQKduv3/arcgis/rest/services/US_Electric_Power_Transmission_Lines/FeatureServer/0
44 | CLRDIAXT | IA | 40.7405 | -95.0387 | 1496.9 | 4911 |  | UNKNOWN131420 | UNKNOWN168198 | 169418 | AC; OVERHEAD | MIDAMERICAN ENERGY CO | IN SERVICE | 69 | UNDER 100 | numeric | Y | 2248.6 | 161 |  | 139394 | MIDAMERICAN ENERGY CO | https://services2.arcgis.com/FiaPA4ga0iQKduv3/arcgis/rest/services/US_Electric_Power_Transmission_Lines/FeatureServer/0
45 | CLVLGAXA | GA | 34.6148 | -83.5244 | 492.3 | 1615 | TAP173810 | TAP173810 | UNKNOWN173811 | 175822 | OVERHEAD | GEORGIA POWER CO | NOT AVAILABLE | -999999 | NOT AVAILABLE | not_published | N | 3606.6 | 115 |  | 140122 | GEORGIA POWER CO | https://services2.arcgis.com/FiaPA4ga0iQKduv3/arcgis/rest/services/US_Electric_Power_Transmission_Lines/FeatureServer/0
46 | CLEVGAXA | GA | 34.597 | -83.7661 | 721.9 | 2368 |  | UNKNOWN110446 | UNKNOWN110447 | 104832 | OVERHEAD | GEORGIA POWER CO | IN SERVICE | -999999 | NOT AVAILABLE | not_published | N | 13472.2 | 115 | TAP151228 | 116778 | GEORGIA POWER CO | https://services2.arcgis.com/FiaPA4ga0iQKduv3/arcgis/rest/services/US_Electric_Power_Transmission_Lines/FeatureServer/0
47 | CLSTOHXA | OH | 41.3129 | -81.9162 | 3162.1 | 10374 | AVON LAKE - JUNIPER | AVON LAKE | JUNIPER | 121264 | AC; OVERHEAD | NOT AVAILABLE | IN SERVICE | 345 | 345 | numeric | Y | 3162.1 | 345 | AVON LAKE - JUNIPER | 121264 | NOT AVAILABLE | https://services2.arcgis.com/FiaPA4ga0iQKduv3/arcgis/rest/services/US_Electric_Power_Transmission_Lines/FeatureServer/0
48 | CLJTIAWH | IA | 41.2819 | -91.3812 | 3126.2 | 10257 | SUB T - LOUISA | SUB T | LOUISA | 133145 | AC; OVERHEAD | MIDAMERICAN ENERGY CO | IN SERVICE | 345 | 345 | numeric | N | 3126.2 | 345 | SUB T - LOUISA | 133145 | MIDAMERICAN ENERGY CO | https://services2.arcgis.com/FiaPA4ga0iQKduv3/arcgis/rest/services/US_Electric_Power_Transmission_Lines/FeatureServer/0
49 | CMRCGAXA | GA | 34.204 | -83.4595 | 1024.4 | 3361 |  | UNKNOWN111494 | UNKNOWN111501 | 158028 | AC; OVERHEAD | GEORGIA POWER CO | IN SERVICE | 115 | 100-161 | numeric | Y | 1024.4 | 115 |  | 158028 | GEORGIA POWER CO | https://services2.arcgis.com/FiaPA4ga0iQKduv3/arcgis/rest/services/US_Electric_Power_Transmission_Lines/FeatureServer/0
50 | CLDGTXXA | TX | 31.754 | -96.6493 | 1455.9 | 4777 |  | NOT AVAILABLE | NOT AVAILABLE | 302299 | AC; OVERHEAD | ONCOR ELECTRIC DELIVERY CO. | IN SERVICE | 69 | UNDER 100 | numeric | N | 8105.3 | 138 |  | 300787 | ONCOR ELECTRIC DELIVERY CO. | https://services2.arcgis.com/FiaPA4ga0iQKduv3/arcgis/rest/services/US_Electric_Power_Transmission_Lines/FeatureServer/0
51 | CRNLGAXA | GA | 34.5145 | -83.5282 | 1438.5 | 4719 | TAP153139 | UNKNOWN110332 | TAP153139 | 128010 | AC; OVERHEAD | GEORGIA POWER CO | IN SERVICE | 115 | 100-161 | numeric | Y | 1438.5 | 115 | TAP153139 | 128010 | GEORGIA POWER CO | https://services2.arcgis.com/FiaPA4ga0iQKduv3/arcgis/rest/services/US_Electric_Power_Transmission_Lines/FeatureServer/0
52 | COWTOKXB | OK | 35.9508 | -95.6516 | 1461.1 | 4794 | ONETA - CLARKSVILLE | ONETA | CLARKSVILLE | 116139 | AC; OVERHEAD | PUBLIC SERVICE CO OF OKLAHOMA | IN SERVICE | 345 | 345 | numeric | N | 1461.1 | 345 | ONETA - CLARKSVILLE | 116139 | PUBLIC SERVICE CO OF OKLAHOMA | https://services2.arcgis.com/FiaPA4ga0iQKduv3/arcgis/rest/services/US_Electric_Power_Transmission_Lines/FeatureServer/0
53 | CRESIAXO | IA | 43.374 | -92.1173 | 186.9 | 613 | DEADEND172586 | UNKNOWN168404 | DEADEND172586 | 169703 | OVERHEAD | NOT AVAILABLE | IN SERVICE | -999999 | NOT AVAILABLE | not_published | N | [5 empty] | https://services2.arcgis.com/FiaPA4ga0iQKduv3/arcgis/rest/services/US_Electric_Power_Transmission_Lines/FeatureServer/0
54 | CETNIAXC | IA | 41.0582 | -94.3636 | 2980.5 | 9778 | CRESTON | UNKNOWN117366 | CRESTON | 102969 | AC; OVERHEAD | WAPA-- WESTERN AREA POWER ADMINISTRATION | IN SERVICE | 161 | 100-161 | numeric | Y | 2980.5 | 161 | CRESTON | 102969 | WAPA-- WESTERN AREA POWER ADMINISTRATION | https://services2.arcgis.com/FiaPA4ga0iQKduv3/arcgis/rest/services/US_Electric_Power_Transmission_Lines/FeatureServer/0
55 | CRSTARXA | AR | 33.1283 | -91.9623 | 1262.1 | 4141 |  | UNKNOWN107892 | UNKNOWN117215 | 149369 | AC; OVERHEAD | ENTERGY ARKANSAS INC | IN SERVICE | 115 | 100-161 | numeric | Y | 1262.1 | 115 |  | 149369 | ENTERGY ARKANSAS INC | https://services2.arcgis.com/FiaPA4ga0iQKduv3/arcgis/rest/services/US_Electric_Power_Transmission_Lines/FeatureServer/0
56 | CMLDKYXA | KY | 36.9772 | -82.9902 | 571.5 | 1875 | TAP160520 | UNKNOWN160519 | TAP160520 | 164108 | OVERHEAD | KENTUCKY UTILITIES CO | IN SERVICE | -999999 | 100-161 | class_band | Y | 2007.2 | 161 | ARNOLD - TAP154618 | 144519 | NOT AVAILABLE | https://services2.arcgis.com/FiaPA4ga0iQKduv3/arcgis/rest/services/US_Electric_Power_Transmission_Lines/FeatureServer/0
57 | DHLNGAXA | GA | 34.5354 | -83.9825 | 747 | 2451 | TAP155238 | UNKNOWN110442 | TAP155238 | 146268 | OVERHEAD | GEORGIA POWER CO | IN SERVICE | -999999 | 100-161 | class_band | Y | 1799.4 | 115 | TAP155196 | 112608 | GEORGIA POWER CO | https://services2.arcgis.com/FiaPA4ga0iQKduv3/arcgis/rest/services/US_Electric_Power_Transmission_Lines/FeatureServer/0
58 | DLRKARXA | AR | 34.0381 | -92.8874 | 2465.1 | 8088 |  | UNKNOWN107953 | UNKNOWN108006 | 145131 | AC; OVERHEAD | ENTERGY ARKANSAS INC | IN SERVICE | 115 | 100-161 | numeric | Y | 2465.1 | 115 |  | 145131 | ENTERGY ARKANSAS INC | https://services2.arcgis.com/FiaPA4ga0iQKduv3/arcgis/rest/services/US_Electric_Power_Transmission_Lines/FeatureServer/0
59 | DLHRTXXA | TX | 36.0601 | -102.5215 | 765.6 | 2512 | TAP303669 | TAP303669 | NOT AVAILABLE | 309931 | AC; OVERHEAD | SOUTHWESTERN PUBLIC SERVICE CO | IN SERVICE | 69 | UNDER 100 | numeric | N | 836.2 | 138 | DALLAM | 310668 | SOUTHWESTERN PUBLIC SERVICE CO. | https://services2.arcgis.com/FiaPA4ga0iQKduv3/arcgis/rest/services/US_Electric_Power_Transmission_Lines/FeatureServer/0
60 | DLTNGAXD | GA | 34.6751 | -84.9664 | 212.8 | 698 | TAP145943 - TAP173382 | TAP145943 | TAP173382 | 167560 | AC; OVERHEAD | GEORGIA POWER CO | IN SERVICE | 115 | 100-161 | numeric | Y | 212.8 | 115 | TAP145943 - TAP173382 | 167560 | GEORGIA POWER CO | https://services2.arcgis.com/FiaPA4ga0iQKduv3/arcgis/rest/services/US_Electric_Power_Transmission_Lines/FeatureServer/0
61 | DWSNGAXA | GA | 31.7742 | -84.4456 | 726.7 | 2384 |  | UNKNOWN111737 | UNKNOWN176209 | 179240 | AC; OVERHEAD | GEORGIA POWER CO | IN SERVICE | 115 | 100-161 | numeric | Y | 726.7 | 115 |  | 179240 | GEORGIA POWER CO | https://services2.arcgis.com/FiaPA4ga0iQKduv3/arcgis/rest/services/US_Electric_Power_Transmission_Lines/FeatureServer/0
62 | DELTOHXA | OH | 41.5749 | -84.0077 | 1178.2 | 3865 |  | UNKNOWN113825 | UNKNOWN171366 | 173698 | AC; OVERHEAD | NOT AVAILABLE | IN SERVICE | -999999 | NOT AVAILABLE | not_published | N | 2527.1 | 345 |  | 105659 | AMERICAN TRANSMISSION SYSTEMS, INC. | https://services2.arcgis.com/FiaPA4ga0iQKduv3/arcgis/rest/services/US_Electric_Power_Transmission_Lines/FeatureServer/0
63 | DMMTTXXA | TX | 34.5517 | -102.3113 | 503.4 | 1652 |  | NOT AVAILABLE | NOT AVAILABLE | 300011 | AC; OVERHEAD | NOT AVAILABLE | IN SERVICE | 138 | 100-161 | numeric | N | 503.4 | 138 |  | 300011 | NOT AVAILABLE | https://services2.arcgis.com/FiaPA4ga0iQKduv3/arcgis/rest/services/US_Electric_Power_Transmission_Lines/FeatureServer/0
64 | DNVLGAXA | GA | 31.0413 | -84.8845 | 40.1 | 132 |  | UNKNOWN111610 | UNKNOWN111611 | 100832 | AC; OVERHEAD | GEORGIA POWER CO | IN SERVICE | 115 | 100-161 | numeric | Y | 40.1 | 115 |  | 100832 | GEORGIA POWER CO | https://services2.arcgis.com/FiaPA4ga0iQKduv3/arcgis/rest/services/US_Electric_Power_Transmission_Lines/FeatureServer/0
65 | DNSNIAXO | IA | 40.6428 | -91.5653 | 6815.9 | 22362 | TAP159141 | TAP159141 | UNKNOWN159143 | 160544 | AC; OVERHEAD | NOT AVAILABLE | IN SERVICE | 69 | UNDER 100 | numeric | Y | 6856.4 | 345 | TAP140530 - SUB T | 126581 | NOT AVAILABLE | https://services2.arcgis.com/FiaPA4ga0iQKduv3/arcgis/rest/services/US_Electric_Power_Transmission_Lines/FeatureServer/0
66 | DUMSTXXA | TX | 35.859 | -101.9741 | 925.7 | 3037 | DUMAS 19TH STREET | UNKNOWN301331 | DUMAS 19TH STREET | 313684 | AC; OVERHEAD | SOUTHWESTERN PUBLIC SERVICE CO. | IN SERVICE | 69 | UNDER 100 | numeric | N | 2252.8 | 115 | DUMAS 19TH STREET | 311508 | SOUTHWESTERN PUBLIC SERVICE CO | https://services2.arcgis.com/FiaPA4ga0iQKduv3/arcgis/rest/services/US_Electric_Power_Transmission_Lines/FeatureServer/0
67 | DYVLIAXO | IA | 42.4841 | -91.1231 | 968.4 | 3177 |  | UNKNOWN159100 | UNKNOWN163555 | 160587 | AC; OVERHEAD | NOT AVAILABLE | IN SERVICE | 69 | UNDER 100 | numeric | Y | 6659.3 | 161 | DUNDEE - HICKORY CREEK | 120017 | NOT AVAILABLE | https://services2.arcgis.com/FiaPA4ga0iQKduv3/arcgis/rest/services/US_Electric_Power_Transmission_Lines/FeatureServer/0
68 | EDWDIAXO | IA | 42.6452 | -91.4006 | 7016.1 | 23019 | ELK WIND FARM | ELK WIND FARM | NOT AVAILABLE | 143054 | OVERHEAD | NOT AVAILABLE | NOT AVAILABLE | -999999 | NOT AVAILABLE | not_published | N | 10102.2 | 345 | SALEM - HAZLETON | 158094 | MIDAMERICAN ENERGY CO | https://services2.arcgis.com/FiaPA4ga0iQKduv3/arcgis/rest/services/US_Electric_Power_Transmission_Lines/FeatureServer/0
69 | ELYROHXA | OH | 41.3657 | -82.11 | 1509.3 | 4952 |  | UNKNOWN113152 | UNKNOWN113217 | 173755 | AC; OVERHEAD | NOT AVAILABLE | IN SERVICE | 138 | 100-161 | numeric | Y | 1509.3 | 138 |  | 173755 | NOT AVAILABLE | https://services2.arcgis.com/FiaPA4ga0iQKduv3/arcgis/rest/services/US_Electric_Power_Transmission_Lines/FeatureServer/0
70 | ELYROHXB | OH | 41.3846 | -82.078 | 795.6 | 2610 | TAP171401 - TAP172609 | TAP171401 | TAP172609 | 173759 | AC; OVERHEAD | NOT AVAILABLE | IN SERVICE | -999999 | NOT AVAILABLE | not_published | N | 3645.4 | 138 |  | 159619 | NOT AVAILABLE | https://services2.arcgis.com/FiaPA4ga0iQKduv3/arcgis/rest/services/US_Electric_Power_Transmission_Lines/FeatureServer/0
71 | ELYROHXE | OH | 41.3999 | -82.1325 | 260.3 | 854 |  | UNKNOWN113248 | UNKNOWN113295 | 159619 | AC; OVERHEAD | NOT AVAILABLE | IN SERVICE | 138 | 100-161 | numeric | Y | 260.3 | 138 |  | 159619 | NOT AVAILABLE | https://services2.arcgis.com/FiaPA4ga0iQKduv3/arcgis/rest/services/US_Electric_Power_Transmission_Lines/FeatureServer/0
72 | EMBGIAXP | IA | 43.1108 | -94.6674 | 8856.7 | 29058 |  | UNKNOWN130503 | UNKNOWN130507 | 104889 | AC; OVERHEAD | MIDAMERICAN ENERGY CO | IN SERVICE | 161 | 100-161 | numeric | N | 8856.7 | 161 |  | 104889 | MIDAMERICAN ENERGY CO | https://services2.arcgis.com/FiaPA4ga0iQKduv3/arcgis/rest/services/US_Electric_Power_Transmission_Lines/FeatureServer/0
73 | EVRSKYXA | KY | 36.8619 | -83.1824 | 471.2 | 1546 | TAP154622 - TAP160523 | TAP154622 | TAP160523 | 164291 | AC; OVERHEAD | KENTUCKY UTILITIES CO | IN SERVICE | 69 | UNDER 100 | numeric | Y | 2347.1 | 161 | HARLAN Y - ARNOLD | 128143 | KENTUCKY UTILITIES CO | https://services2.arcgis.com/FiaPA4ga0iQKduv3/arcgis/rest/services/US_Electric_Power_Transmission_Lines/FeatureServer/0
74 | FRFDIAXC | IA | 41.0074 | -91.9659 | 549 | 1801 | TAP137749 | UNKNOWN137739 | TAP137749 | 105699 | OVERHEAD | NOT AVAILABLE | IN SERVICE | -999999 | NOT AVAILABLE | not_published | N | 3120.3 | 161 | JEFFERSON - HENRY CO | 140001 | NOT AVAILABLE | https://services2.arcgis.com/FiaPA4ga0iQKduv3/arcgis/rest/services/US_Electric_Power_Transmission_Lines/FeatureServer/0
75 | FTZGGAXA | GA | 31.7151 | -83.2538 | 614.7 | 2017 |  | UNKNOWN111755 | UNKNOWN116847 | 123984 | AC; OVERHEAD | GEORGIA POWER CO | IN SERVICE | 115 | 100-161 | numeric | Y | 614.7 | 115 |  | 123984 | GEORGIA POWER CO | https://services2.arcgis.com/FiaPA4ga0iQKduv3/arcgis/rest/services/US_Electric_Power_Transmission_Lines/FeatureServer/0
76 | RSSLKYXB | KY | 38.5172 | -82.7221 | 1627.8 | 5341 | BELLEFONTE - RUSSELL | BELLEFONTE | RUSSELL | 145174 | AC; OVERHEAD | KENTUCKY POWER CO | IN SERVICE | 69 | UNDER 100 | numeric | Y | 1627.8 | 138 | CHADWICK - RUSSELL | 106983 | KENTUCKY POWER CO | https://services2.arcgis.com/FiaPA4ga0iQKduv3/arcgis/rest/services/US_Electric_Power_Transmission_Lines/FeatureServer/0
77 | FMBGKYXA | KY | 38.4249 | -83.7367 | 556.5 | 1826 | TAP137340 | UNKNOWN121422 | TAP137340 | 114939 | AC; OVERHEAD | NOT AVAILABLE | IN SERVICE | 138 | 100-161 | numeric | Y | 556.5 | 138 | TAP137340 | 114939 | NOT AVAILABLE | https://services2.arcgis.com/FiaPA4ga0iQKduv3/arcgis/rest/services/US_Electric_Power_Transmission_Lines/FeatureServer/0
78 | FLTNGAXA | GA | 30.8295 | -82.0052 | 2022.9 | 6637 |  | UNKNOWN111393 | UNKNOWN111565 | 115544 | AC; OVERHEAD | GEORGIA POWER CO | IN SERVICE | 115 | 100-161 | numeric | Y | 2022.9 | 115 |  | 115544 | GEORGIA POWER CO | https://services2.arcgis.com/FiaPA4ga0iQKduv3/arcgis/rest/services/US_Electric_Power_Transmission_Lines/FeatureServer/0
79 | FRDYARXA | AR | 33.8129 | -92.4135 | 445 | 1460 |  | UNKNOWN121602 | UNKNOWN161364 | 159394 | AC; OVERHEAD | ENTERGY ARKANSAS INC | IN SERVICE | 115 | 100-161 | numeric | Y | 445 | 115 |  | 159394 | ENTERGY ARKANSAS INC | https://services2.arcgis.com/FiaPA4ga0iQKduv3/arcgis/rest/services/US_Electric_Power_Transmission_Lines/FeatureServer/0
80 | FRCYIAXO | IA | 43.2658 | -93.6389 | 418.6 | 1373 | FOREST CITY LIGHT PLANT | FOREST CITY LIGHT PLANT | NOT AVAILABLE | 147814 | OVERHEAD | NOT AVAILABLE | NOT AVAILABLE | 69 | UNDER 100 | numeric | Y | 5862.8 | 161 | TAP163601 | 166620 | NOT AVAILABLE | https://services2.arcgis.com/FiaPA4ga0iQKduv3/arcgis/rest/services/US_Electric_Power_Transmission_Lines/FeatureServer/0
81 | GENVOHXA | OH | 41.8053 | -80.9457 | 4136.9 | 13572 | TAP136893 - PERRY | TAP136893 | PERRY | 103658 | AC; OVERHEAD | AMERICAN TRANSMISSION SYSTEMS, INC. | IN SERVICE | 345 | 345 | numeric | N | 4136.9 | 345 | TAP136893 - PERRY | 103658 | AMERICAN TRANSMISSION SYSTEMS, INC. | https://services2.arcgis.com/FiaPA4ga0iQKduv3/arcgis/rest/services/US_Electric_Power_Transmission_Lines/FeatureServer/0
82 | GRVIOHXA | OH | 40.0676 | -82.519 | 851.3 | 2793 | TAP171386 | UNKNOWN112973 | TAP171386 | 173735 | AC; OVERHEAD | OHIO POWER CO | IN SERVICE | 69 | UNDER 100 | numeric | Y | 2965.4 | 138 | NORTH NEWARK SUBSTATION | 116448 | OHIO POWER CO | https://services2.arcgis.com/FiaPA4ga0iQKduv3/arcgis/rest/services/US_Electric_Power_Transmission_Lines/FeatureServer/0
83 | GNBRARXA | AR | 35.2327 | -92.3884 | 1071.2 | 3514 | GREENBRIER | UNKNOWN108014 | GREENBRIER | 120252 | AC; OVERHEAD | ENTERGY ARKANSAS INC | IN SERVICE | 161 | 100-161 | numeric | Y | 1071.2 | 161 | GREENBRIER | 120252 | ENTERGY ARKANSAS INC | https://services2.arcgis.com/FiaPA4ga0iQKduv3/arcgis/rest/services/US_Electric_Power_Transmission_Lines/FeatureServer/0
84 | GNFDIAAJ | IA | 41.2948 | -94.4602 | 2359.8 | 7742 | NORTH - TAP177103 | NORTH | TAP177103 | 180295 | NOT AVAILABLE | NOT AVAILABLE | IN SERVICE | -999999 | NOT AVAILABLE | not_published | NOT AVAILABLE | 8594.4 | 161 | CRESTON - ANITA | 111700 | WAPA-- WESTERN AREA POWER ADMINISTRATION | https://services2.arcgis.com/FiaPA4ga0iQKduv3/arcgis/rest/services/US_Electric_Power_Transmission_Lines/FeatureServer/0
85 | GNUPKYXA | KY | 38.5734 | -82.8396 | 2736.3 | 8978 |  | UNKNOWN137848 | NOT AVAILABLE | 139308 | AC; OVERHEAD | OHIO POWER CO | NOT AVAILABLE | 69 | UNDER 100 | numeric | Y | 3685.9 | 765 | JEFFERSON - HANGING ROCK | 114236 | NOT AVAILABLE | https://services2.arcgis.com/FiaPA4ga0iQKduv3/arcgis/rest/services/US_Electric_Power_Transmission_Lines/FeatureServer/0
86 | GRNLIAXC | IA | 41.7452 | -92.7254 | 440.5 | 1445 |  | UNKNOWN173659 | UNKNOWN173801 | 175805 | OVERHEAD | CITY OF MONTEZUMA - (IA) | NOT AVAILABLE | -999999 | NOT AVAILABLE | not_published | N | 14598.5 | 345 | MONTEZUMA SWITCHING STATION - BONDURANT | 139793 | MIDAMERICAN ENERGY CO | https://services2.arcgis.com/FiaPA4ga0iQKduv3/arcgis/rest/services/US_Electric_Power_Transmission_Lines/FeatureServer/0
87 | HRSNARXA | AR | 36.2143 | -93.0791 | 957.9 | 3143 |  | UNKNOWN107930 | UNKNOWN121832 | 103259 | AC; OVERHEAD | ENTERGY ARKANSAS INC | IN SERVICE | 161 | 100-161 | numeric | Y | 957.9 | 161 |  | 103259 | ENTERGY ARKANSAS INC | https://services2.arcgis.com/FiaPA4ga0iQKduv3/arcgis/rest/services/US_Electric_Power_Transmission_Lines/FeatureServer/0
88 | HZRDKYXA | KY | 37.2499 | -83.1939 | 518.2 | 1700 | HAZARD | HAZARD | UNKNOWN121485 | 108992 | AC; OVERHEAD | KENTUCKY POWER CO | IN SERVICE | 69 | UNDER 100 | numeric | Y | 1044.4 | 161 | HAZARD - WOOTON | 129211 | KENTUCKY POWER CO | https://services2.arcgis.com/FiaPA4ga0iQKduv3/arcgis/rest/services/US_Electric_Power_Transmission_Lines/FeatureServer/0
89 | HWSSGAXA | GA | 34.9517 | -83.7583 | 25.5 | 84 | TAP151237 | UNKNOWN116503 | TAP151237 | 118904 | AC; OVERHEAD | TENNESSEE VALLEY AUTHORITY | IN SERVICE | 69 | UNDER 100 | numeric | Y | 10248.7 | 161 | HAYESVILLE | 130347 | DUKE ENERGY CAROLINAS, LLC | https://services2.arcgis.com/FiaPA4ga0iQKduv3/arcgis/rest/services/US_Electric_Power_Transmission_Lines/FeatureServer/0
90 | HLRDFLXA | FL | 30.6897 | -81.9187 | 3516.3 | 11537 | DUVAL - THALMANN | DUVAL | THALMANN | 120977 | AC; OVERHEAD | NOT AVAILABLE | IN SERVICE | 500 | 500 | numeric | N | 3516.3 | 500 | DUVAL - THALMANN | 120977 | NOT AVAILABLE | https://services2.arcgis.com/FiaPA4ga0iQKduv3/arcgis/rest/services/US_Electric_Power_Transmission_Lines/FeatureServer/0
91 | HIRMOHXA | OH | 41.31 | -81.146 | 7491.5 | 24578 | HIGHLAND - CHAMBERLIN | HIGHLAND | CHAMBERLIN | 124079 | AC; OVERHEAD | AMERICAN TRANSMISSION SYSTEMS, INC. | IN SERVICE | 345 | 345 | numeric | N | 7491.5 | 345 | HIGHLAND - CHAMBERLIN | 124079 | AMERICAN TRANSMISSION SYSTEMS, INC. | https://services2.arcgis.com/FiaPA4ga0iQKduv3/arcgis/rest/services/US_Electric_Power_Transmission_Lines/FeatureServer/0
92 | HLCRIAXP | IA | 42.5992 | -90.9922 | 392.3 | 1287 | TAP159090 - TAP159092 | TAP159090 | TAP159092 | 160468 | AC; OVERHEAD | NOT AVAILABLE | IN SERVICE | 69 | UNDER 100 | numeric | Y | 3515.3 | 345 | TURKEY RIVER - TAP400199 | 400396 | AMERICAN TRANSMISSION | https://services2.arcgis.com/FiaPA4ga0iQKduv3/arcgis/rest/services/US_Electric_Power_Transmission_Lines/FeatureServer/0
93 | HDSNOHXB | OH | 41.2171 | -81.4425 | 810.4 | 2659 | TAP148087 - DARROW | TAP148087 | DARROW | 113504 | OVERHEAD | NOT AVAILABLE | IN SERVICE | -999999 | NOT AVAILABLE | not_published | N | 1050.6 | 138 | DARROW - HANNA | 125569 | NOT AVAILABLE | https://services2.arcgis.com/FiaPA4ga0iQKduv3/arcgis/rest/services/US_Electric_Power_Transmission_Lines/FeatureServer/0
94 | HDSNOHXA | OH | 41.2434 | -81.44 | 1297.5 | 4257 | CHAMBERLIN | UNKNOWN112784 | CHAMBERLIN | 133350 | OVERHEAD | NOT AVAILABLE | IN SERVICE | -999999 | NOT AVAILABLE | not_published | N | 3274.9 | 138 | DARROW - HANNA | 125569 | NOT AVAILABLE | https://services2.arcgis.com/FiaPA4ga0iQKduv3/arcgis/rest/services/US_Electric_Power_Transmission_Lines/FeatureServer/0
95 | WTWDTXXA | TX | 30.8116 | -95.2597 | 1311.5 | 4303 |  | UNKNOWN301204 | UNKNOWN301486 | 313701 | AC; OVERHEAD | NOT AVAILABLE | IN SERVICE | 69 | UNDER 100 | numeric | Y | 3694 | 138 |  | 304605 | SAM HOUSTON ELECTRIC COOP INC | https://services2.arcgis.com/FiaPA4ga0iQKduv3/arcgis/rest/services/US_Electric_Power_Transmission_Lines/FeatureServer/0
96 | IRTNGAXA | GA | 32.8203 | -83.1678 | 1270.1 | 4167 | MEAG3 | UNKNOWN112282 | MEAG3 | 104278 | OVERHEAD | GEORGIA POWER CO | IN SERVICE | -999999 | 100-161 | class_band | Y | 3603 | 115 |  | 148195 | GEORGIA POWER CO | https://services2.arcgis.com/FiaPA4ga0iQKduv3/arcgis/rest/services/US_Electric_Power_Transmission_Lines/FeatureServer/0
97 | JSPRGAXA | GA | 34.4682 | -84.4314 | 891.1 | 2924 | TAP169054 | UNKNOWN169053 | TAP169054 | 170609 | OVERHEAD | GEORGIA POWER CO | IN SERVICE | -999999 | NOT AVAILABLE | not_published | N | 1667.1 | 230 |  | 115545 | GEORGIA POWER CO | https://services2.arcgis.com/FiaPA4ga0iQKduv3/arcgis/rest/services/US_Electric_Power_Transmission_Lines/FeatureServer/0
98 | JLLYIAXE | IA | 42.4784 | -94.7185 | 4069.2 | 13350 |  | UNKNOWN130435 | UNKNOWN168197 | 169417 | AC; OVERHEAD | MIDAMERICAN ENERGY CO | IN SERVICE | 69 | UNDER 100 | numeric | Y | 9729.3 | 161 |  | 104460 | MIDAMERICAN ENERGY CO | https://services2.arcgis.com/FiaPA4ga0iQKduv3/arcgis/rest/services/US_Electric_Power_Transmission_Lines/FeatureServer/0
99 | KNTNOHXA | OH | 40.6479 | -83.6103 | 2541.7 | 8339 | TAP140023 | UNKNOWN137331 | TAP140023 | 148375 | AC; OVERHEAD | OHIO POWER CO | IN SERVICE | 138 | 100-161 | numeric | Y | 2541.7 | 138 | TAP140023 | 148375 | OHIO POWER CO | https://services2.arcgis.com/FiaPA4ga0iQKduv3/arcgis/rest/services/US_Electric_Power_Transmission_Lines/FeatureServer/0
100 | KRVLTXXA | TX | 30.0453 | -99.14 | 1314.2 | 4312 | TRAVIS | UNKNOWN302447 | TRAVIS | 307601 | AC; OVERHEAD | PEDERNALES ELECTRIC COOP, INC | NOT AVAILABLE | 69 | UNDER 100 | numeric | N | 1431.9 | 138 |  | 309918 | PEDERNALES ELECTRIC COOP, INC | https://services2.arcgis.com/FiaPA4ga0iQKduv3/arcgis/rest/services/US_Electric_Power_Transmission_Lines/FeatureServer/0
101 | KGVLOHXA | OH | 41.8894 | -80.6748 | 1472.8 | 4832 | TAP136902 | UNKNOWN113675 | TAP136902 | 129721 | AC; OVERHEAD | NOT AVAILABLE | IN SERVICE | 138 | 100-161 | numeric | Y | 1472.8 | 138 | TAP136902 | 129721 | NOT AVAILABLE | https://services2.arcgis.com/FiaPA4ga0iQKduv3/arcgis/rest/services/US_Electric_Power_Transmission_Lines/FeatureServer/0
102 | KNVLIAXD | IA | 41.3493 | -93.0256 | 3885.7 | 12748 | KNOXVILLE BATTERY ENERGY STORAGE | KNOXVILLE BATTERY ENERGY STORAGE | UNKNOWN137742 | 160875 | AC; OVERHEAD | MIDAMERICAN ENERGY CO | IN SERVICE | 69 | UNDER 100 | numeric | Y | [5 empty] | https://services2.arcgis.com/FiaPA4ga0iQKduv3/arcgis/rest/services/US_Electric_Power_Transmission_Lines/FeatureServer/0
103 | KNVLIAWH | IA | 41.3203 | -93.0615 | 98.6 | 324 | KNOXVILLE BATTERY ENERGY STORAGE | KNOXVILLE BATTERY ENERGY STORAGE | UNKNOWN137742 | 160875 | AC; OVERHEAD | MIDAMERICAN ENERGY CO | IN SERVICE | 69 | UNDER 100 | numeric | Y | [5 empty] | https://services2.arcgis.com/FiaPA4ga0iQKduv3/arcgis/rest/services/US_Electric_Power_Transmission_Lines/FeatureServer/0
104 | KNVLIAXC | IA | 41.3196 | -93.0983 | 935.6 | 3069 | KNOXVILLE BATTERY ENERGY STORAGE | KNOXVILLE BATTERY ENERGY STORAGE | UNKNOWN137742 | 160875 | AC; OVERHEAD | MIDAMERICAN ENERGY CO | IN SERVICE | 69 | UNDER 100 | numeric | Y | [5 empty] | https://services2.arcgis.com/FiaPA4ga0iQKduv3/arcgis/rest/services/US_Electric_Power_Transmission_Lines/FeatureServer/0
105 | LFYTGAXA | GA | 34.7067 | -85.2827 | 954 | 3130 | ROCK SPRING | UNKNOWN109795 | ROCK SPRING | 118758 | AC; OVERHEAD | GEORGIA POWER CO | IN SERVICE | 115 | 100-161 | numeric | Y | 954 | 115 | ROCK SPRING | 118758 | GEORGIA POWER CO | https://services2.arcgis.com/FiaPA4ga0iQKduv3/arcgis/rest/services/US_Electric_Power_Transmission_Lines/FeatureServer/0
106 | ELYROHXD | OH | 41.3126 | -82.1173 | 345.7 | 1134 | SHINROCK | UNKNOWN113152 | SHINROCK | 167799 | AC; OVERHEAD | NOT AVAILABLE | IN SERVICE | 138 | 100-161 | numeric | Y | 345.7 | 138 | SHINROCK | 167799 | NOT AVAILABLE | https://services2.arcgis.com/FiaPA4ga0iQKduv3/arcgis/rest/services/US_Electric_Power_Transmission_Lines/FeatureServer/0
107 | LKCYIAXO | IA | 42.2685 | -94.7336 | 8592 | 28189 |  | UNKNOWN130435 | UNKNOWN168197 | 169417 | AC; OVERHEAD | MIDAMERICAN ENERGY CO | IN SERVICE | 69 | UNDER 100 | numeric | Y | 10289.1 | 345 | LEHIGH - RAUN | 109217 | MIDAMERICAN ENERGY CO | https://services2.arcgis.com/FiaPA4ga0iQKduv3/arcgis/rest/services/US_Electric_Power_Transmission_Lines/FeatureServer/0
108 | LAMSTXXA | TX | 32.7321 | -101.9509 | 737.5 | 2420 |  | UNKNOWN300952 | UNKNOWN301048 | 313735 | AC; OVERHEAD | ONCOR ELECTRIC DELIVERY CO. | IN SERVICE | 69 | UNDER 100 | numeric | N | 1830 | 138 |  | 311541 | ONCOR ELECTRIC DELIVERY CO. | https://services2.arcgis.com/FiaPA4ga0iQKduv3/arcgis/rest/services/US_Electric_Power_Transmission_Lines/FeatureServer/0
109 | LAVNGAXA | GA | 34.4359 | -83.1044 | 1142.3 | 3748 | TAP173822 - DEADEND173825 | TAP173822 | DEADEND173825 | 175840 | OVERHEAD | GEORGIA POWER CO | NOT AVAILABLE | -999999 | NOT AVAILABLE | not_published | N | 1991.1 | 115 | TAP154604 | 133192 | GEORGIA POWER CO | https://services2.arcgis.com/FiaPA4ga0iQKduv3/arcgis/rest/services/US_Electric_Power_Transmission_Lines/FeatureServer/0
110 | LEDSALXA | AL | 33.5437 | -86.5444 | 574 | 1883 | TAP145830 | UNKNOWN110130 | TAP145830 | 134621 | AC; OVERHEAD | ALABAMA POWER CO | IN SERVICE | 115 | 100-161 | numeric | Y | 574 | 115 | TAP145830 | 134621 | ALABAMA POWER CO | https://services2.arcgis.com/FiaPA4ga0iQKduv3/arcgis/rest/services/US_Electric_Power_Transmission_Lines/FeatureServer/0
111 | LTFDKYXA | KY | 37.4845 | -86.294 | 157.1 | 515 | TAP155982 | UNKNOWN124713 | TAP155982 | 156353 | AC; OVERHEAD | KENTUCKY UTILITIES CO | IN SERVICE | 69 | UNDER 100 | numeric | Y | 1554.6 | 138 | TAP155580 | 104327 | KENTUCKY UTILITIES CO | https://services2.arcgis.com/FiaPA4ga0iQKduv3/arcgis/rest/services/US_Electric_Power_Transmission_Lines/FeatureServer/0
112 | LVLDTXXA | TX | 33.5881 | -102.3795 | 391.5 | 1284 |  | UNKNOWN302193 | NOT AVAILABLE | 300096 | AC; OVERHEAD | SOUTHWESTERN PUBLIC SERVICE CO. | IN SERVICE | 69 | UNDER 100 | numeric | N | 4208.3 | 115 | TAP300226 | 301055 | NOT AVAILABLE | https://services2.arcgis.com/FiaPA4ga0iQKduv3/arcgis/rest/services/US_Electric_Power_Transmission_Lines/FeatureServer/0
113 | LTFDTXXA | TX | 33.921 | -102.3298 | 1322.1 | 4338 |  | UNKNOWN301554 | UNKNOWN304715 | 300089 | AC; OVERHEAD | NOT AVAILABLE | IN SERVICE | 69 | UNDER 100 | numeric | N | 3118.9 | 115 | PLANT X | 307568 | BAILEY COUNTY ELEC COOP ASSN | https://services2.arcgis.com/FiaPA4ga0iQKduv3/arcgis/rest/services/US_Electric_Power_Transmission_Lines/FeatureServer/0
114 | LVOKFLXA | FL | 30.294 | -82.9821 | 377 | 1237 | LIVE OAK | UNKNOWN107674 | LIVE OAK | 144068 | AC; OVERHEAD | DUKE ENERGY FLORIDA, LLC | IN SERVICE | 115 | 100-161 | numeric | N | 377 | 115 | LIVE OAK | 144068 | DUKE ENERGY FLORIDA, LLC | https://services2.arcgis.com/FiaPA4ga0iQKduv3/arcgis/rest/services/US_Electric_Power_Transmission_Lines/FeatureServer/0
115 | MDSNOHXA | OH | 41.8003 | -81.049 | 1103.6 | 3621 | TAP136893 - PERRY | TAP136893 | PERRY | 103658 | AC; OVERHEAD | AMERICAN TRANSMISSION SYSTEMS, INC. | IN SERVICE | 345 | 345 | numeric | N | 1103.6 | 345 | TAP136893 - PERRY | 103658 | AMERICAN TRANSMISSION SYSTEMS, INC. | https://services2.arcgis.com/FiaPA4ga0iQKduv3/arcgis/rest/services/US_Electric_Power_Transmission_Lines/FeatureServer/0
116 | MNCHIAXO | IA | 42.4847 | -91.4572 | 7586.1 | 24889 | DUNDEE - HICKORY CREEK | DUNDEE | HICKORY CREEK | 120017 | AC; OVERHEAD | NOT AVAILABLE | IN SERVICE | 161 | 100-161 | numeric | Y | 7586.1 | 161 | DUNDEE - HICKORY CREEK | 120017 | NOT AVAILABLE | https://services2.arcgis.com/FiaPA4ga0iQKduv3/arcgis/rest/services/US_Electric_Power_Transmission_Lines/FeatureServer/0
117 | MNCHIAWH | IA | 42.4559 | -91.4784 | 7465 | 24492 | DUNDEE - COGGON | DUNDEE | COGGON | 144434 | AC; OVERHEAD | NOT AVAILABLE | IN SERVICE | 161 | 100-161 | numeric | Y | 7465 | 161 | DUNDEE - COGGON | 144434 | NOT AVAILABLE | https://services2.arcgis.com/FiaPA4ga0iQKduv3/arcgis/rest/services/US_Electric_Power_Transmission_Lines/FeatureServer/0
118 | MNCHGAXA | GA | 32.8513 | -84.6159 | 3299.1 | 10824 |  | UNKNOWN112106 | UNKNOWN116695 | 106353 | AC; OVERHEAD | GEORGIA POWER CO | IN SERVICE | 115 | 100-161 | numeric | Y | 3299.1 | 115 |  | 106353 | GEORGIA POWER CO | https://services2.arcgis.com/FiaPA4ga0iQKduv3/arcgis/rest/services/US_Electric_Power_Transmission_Lines/FeatureServer/0
119 | MRNGIAXO | IA | 41.7989 | -92.0694 | 13679.9 | 44881 | TAP168104 - TAP168107 | TAP168104 | TAP168107 | 169309 | AC; OVERHEAD | NOT AVAILABLE | IN SERVICE | 69 | UNDER 100 | numeric | Y | [5 empty] | https://services2.arcgis.com/FiaPA4ga0iQKduv3/arcgis/rest/services/US_Electric_Power_Transmission_Lines/FeatureServer/0
120 | MAYOFLXA | FL | 30.0542 | -83.1763 | 7685.6 | 25215 |  | UNKNOWN107670 | UNKNOWN107673 | 136349 | AC; OVERHEAD | DUKE ENERGY FLORIDA, LLC | IN SERVICE | 69 | UNDER 100 | numeric | N | [5 empty] | https://services2.arcgis.com/FiaPA4ga0iQKduv3/arcgis/rest/services/US_Electric_Power_Transmission_Lines/FeatureServer/0
121 | MCRAGAXA | GA | 32.0668 | -82.8975 | 79.1 | 260 |  | UNKNOWN111843 | UNKNOWN154655 | 170565 | OVERHEAD | GEORGIA POWER CO | IN SERVICE | -999999 | NOT AVAILABLE | not_published | N | 2123.2 | 115 | TAP155816 | 158101 | GEORGIA POWER CO | https://services2.arcgis.com/FiaPA4ga0iQKduv3/arcgis/rest/services/US_Electric_Power_Transmission_Lines/FeatureServer/0
122 | MLRSIAXO | IA | 40.9754 | -93.0481 | 9654.1 | 31674 | LUCAS CO - OTTUMWA GENERATION STATION | LUCAS CO | OTTUMWA GENERATION STATION | 106824 | AC; OVERHEAD | MIDAMERICAN ENERGY CO | IN SERVICE | 161 | 100-161 | numeric | Y | 9654.1 | 161 | LUCAS CO - OTTUMWA GENERATION STATION | 106824 | MIDAMERICAN ENERGY CO | https://services2.arcgis.com/FiaPA4ga0iQKduv3/arcgis/rest/services/US_Electric_Power_Transmission_Lines/FeatureServer/0
123 | MMPHTXXA | TX | 34.7245 | -100.5394 | 672.9 | 2208 |  | UNKNOWN302870 | UNKNOWN305278 | 301886 | AC; OVERHEAD | NOT AVAILABLE | IN SERVICE | 69 | UNDER 100 | numeric | N | 4494.8 | 115 | FLOYD | 309528 | LIGHTHOUSE ELECTRIC COOP, INC | https://services2.arcgis.com/FiaPA4ga0iQKduv3/arcgis/rest/services/US_Electric_Power_Transmission_Lines/FeatureServer/0
124 | MDVLGAXA | GA | 33.0908 | -83.2285 | 1218.2 | 3997 |  | UNKNOWN113534 | UNKNOWN113536 | 115084 | AC; OVERHEAD | GEORGIA POWER CO | IN SERVICE | 115 | 100-161 | numeric | Y | 1218.2 | 115 |  | 115084 | GEORGIA POWER CO | https://services2.arcgis.com/FiaPA4ga0iQKduv3/arcgis/rest/services/US_Electric_Power_Transmission_Lines/FeatureServer/0
125 | MONRGAXB | GA | 33.8904 | -83.7199 | 404.1 | 1326 | DOYLE ENERGY FACILITY | DOYLE ENERGY FACILITY | UNKNOWN133851 | 108650 | AC; OVERHEAD | GEORGIA POWER CO | IN SERVICE | 230 | 220-287 | numeric | Y | 404.1 | 230 | DOYLE ENERGY FACILITY | 108650 | GEORGIA POWER CO | https://services2.arcgis.com/FiaPA4ga0iQKduv3/arcgis/rest/services/US_Electric_Power_Transmission_Lines/FeatureServer/0
126 | MONRGAXA | GA | 33.7965 | -83.7125 | 309.9 | 1017 |  | UNKNOWN116149 | UNKNOWN116150 | 110923 | AC; OVERHEAD | GEORGIA POWER CO | IN SERVICE | 115 | 100-161 | numeric | Y | 309.9 | 115 |  | 110923 | GEORGIA POWER CO | https://services2.arcgis.com/FiaPA4ga0iQKduv3/arcgis/rest/services/US_Electric_Power_Transmission_Lines/FeatureServer/0
127 | MTZMGAXA | GA | 32.3017 | -84.0308 | 2096.6 | 6879 |  | UNKNOWN116910 | UNKNOWN116911 | 149259 | OVERHEAD | GEORGIA POWER CO | IN SERVICE | -999999 | 100-161 | class_band | Y | 2217.6 | 115 | TAP142440 | 103149 | GEORGIA POWER CO | https://services2.arcgis.com/FiaPA4ga0iQKduv3/arcgis/rest/services/US_Electric_Power_Transmission_Lines/FeatureServer/0
128 | MNTIKYXA | KY | 36.8313 | -84.8504 | 788.3 | 2586 |  | UNKNOWN124791 | UNKNOWN176197 | 179005 | NOT AVAILABLE | NOT AVAILABLE | IN SERVICE | -999999 | NOT AVAILABLE | not_published | NOT AVAILABLE | 6198 | 161 | MCCREARY COUNTY - TAP155477 | 102333 | EAST KENTUCKY POWER COOP, INC | https://services2.arcgis.com/FiaPA4ga0iQKduv3/arcgis/rest/services/US_Electric_Power_Transmission_Lines/FeatureServer/0
129 | LEDSALXB | AL | 33.5934 | -86.4985 | 376.6 | 1235 | TAP142570 | UNKNOWN112347 | TAP142570 | 129821 | AC; OVERHEAD | ALABAMA POWER CO | IN SERVICE | 115 | 100-161 | numeric | Y | 376.6 | 115 | TAP142570 | 129821 | ALABAMA POWER CO | https://services2.arcgis.com/FiaPA4ga0iQKduv3/arcgis/rest/services/US_Electric_Power_Transmission_Lines/FeatureServer/0
130 | MORVIAIC | IA | 40.8921 | -92.9835 | [8 empty] | NOT FOUND (no line within 15000 m) | [9 empty] | https://services2.arcgis.com/FiaPA4ga0iQKduv3/arcgis/rest/services/US_Electric_Power_Transmission_Lines/FeatureServer/0
131 | MRHDKYXA | KY | 38.1837 | -83.4348 | 324.1 | 1063 | TAP160510 | UNKNOWN157707 | TAP160510 | 164100 | AC; OVERHEAD | KENTUCKY UTILITIES CO | IN SERVICE | 69 | UNDER 100 | numeric | Y | 1438.6 | 138 | RODBURN - TAP137343 | 107778 | NOT AVAILABLE | https://services2.arcgis.com/FiaPA4ga0iQKduv3/arcgis/rest/services/US_Electric_Power_Transmission_Lines/FeatureServer/0
132 | MLTRGAXA | GA | 31.1775 | -83.7837 | 302.7 | 993 | TAP142756 | UNKNOWN116718 | TAP142756 | 117519 | AC; OVERHEAD | GEORGIA POWER CO | IN SERVICE | 115 | 100-161 | numeric | Y | 302.7 | 115 | TAP142756 | 117519 | GEORGIA POWER CO | https://services2.arcgis.com/FiaPA4ga0iQKduv3/arcgis/rest/services/US_Electric_Power_Transmission_Lines/FeatureServer/0
133 | MLTRGA05 | GA | 31.1792 | -83.7488 | 2082.6 | 6833 | TAP142748 - TAP142757 | TAP142748 | TAP142757 | 108961 | OVERHEAD | GEORGIA POWER CO | IN SERVICE | -999999 | 100-161 | class_band | Y | 3004.9 | 115 | TAP142756 | 117519 | GEORGIA POWER CO | https://services2.arcgis.com/FiaPA4ga0iQKduv3/arcgis/rest/services/US_Electric_Power_Transmission_Lines/FeatureServer/0
134 | MTAYIAXC | IA | 40.7126 | -94.2373 | [8 empty] | NOT FOUND (no line within 15000 m) | [9 empty] | https://services2.arcgis.com/FiaPA4ga0iQKduv3/arcgis/rest/services/US_Electric_Power_Transmission_Lines/FeatureServer/0
135 | MNPLIAXC | IA | 40.9679 | -91.5534 | 505.9 | 1660 | MT PLEASANT | MT PLEASANT | NOT AVAILABLE | 140027 | OVERHEAD | NOT AVAILABLE | NOT AVAILABLE | 69 | UNDER 100 | numeric | Y | 2756.4 | 161 | JEFFERSON - HENRY CO | 140001 | NOT AVAILABLE | https://services2.arcgis.com/FiaPA4ga0iQKduv3/arcgis/rest/services/US_Electric_Power_Transmission_Lines/FeatureServer/0
136 | MTVRKYXA | KY | 37.3543 | -84.3415 | 1015.8 | 3333 |  | UNKNOWN109495 | UNKNOWN125068 | 110824 | AC; OVERHEAD | NOT AVAILABLE | IN SERVICE | 69 | UNDER 100 | numeric | Y | [5 empty] | https://services2.arcgis.com/FiaPA4ga0iQKduv3/arcgis/rest/services/US_Electric_Power_Transmission_Lines/FeatureServer/0
137 | NSVLGAXA | GA | 31.2061 | -83.2513 | 477.2 | 1566 |  | UNKNOWN111791 | UNKNOWN111792 | 107000 | AC; OVERHEAD | GEORGIA POWER CO | IN SERVICE | 115 | 100-161 | numeric | Y | 477.2 | 115 |  | 107000 | GEORGIA POWER CO | https://services2.arcgis.com/FiaPA4ga0iQKduv3/arcgis/rest/services/US_Electric_Power_Transmission_Lines/FeatureServer/0
138 | NEVDIAXC | IA | 42.0209 | -93.4511 | 5260.1 | 17258 |  | UNKNOWN132119 | UNKNOWN173446 | 175114 | AC; OVERHEAD | NOT AVAILABLE | IN SERVICE | -999999 | NOT AVAILABLE | not_published | N | 7122.3 | 161 |  | 138435 | NOT AVAILABLE | https://services2.arcgis.com/FiaPA4ga0iQKduv3/arcgis/rest/services/US_Electric_Power_Transmission_Lines/FeatureServer/0
139 | NHTNIAWH | IA | 43.0661 | -92.3078 | 1348.4 | 4424 | NEW HAMPTON | NEW HAMPTON | NOT AVAILABLE | 108858 | OVERHEAD | NOT AVAILABLE | NOT AVAILABLE | 69 | UNDER 100 | numeric | Y | 4234.6 | 345 | PIONEER PRAIRIE PHASE I - HAZLETON | 124724 | MIDAMERICAN ENERGY CO | https://services2.arcgis.com/FiaPA4ga0iQKduv3/arcgis/rest/services/US_Electric_Power_Transmission_Lines/FeatureServer/0
140 | NHTNIAXC | IA | 43.0591 | -92.3127 | 1384.6 | 4543 | NEW HAMPTON | NEW HAMPTON | NOT AVAILABLE | 108858 | OVERHEAD | NOT AVAILABLE | NOT AVAILABLE | 69 | UNDER 100 | numeric | Y | 5079.5 | 345 | PIONEER PRAIRIE PHASE I - HAZLETON | 124724 | MIDAMERICAN ENERGY CO | https://services2.arcgis.com/FiaPA4ga0iQKduv3/arcgis/rest/services/US_Electric_Power_Transmission_Lines/FeatureServer/0
141 | NWRKOHXA | OH | 40.0594 | -82.4049 | 604.6 | 1984 |  | UNKNOWN112976 | UNKNOWN112977 | 159317 | OVERHEAD | OHIO POWER CO | IN SERVICE | 69 | UNDER 100 | numeric | Y | 3363.1 | 138 | NORTH NEWARK SUBSTATION | 116448 | OHIO POWER CO | https://services2.arcgis.com/FiaPA4ga0iQKduv3/arcgis/rest/services/US_Electric_Power_Transmission_Lines/FeatureServer/0
142 | NWRKOHXC | OH | 40.0575 | -82.4272 | 1579.9 | 5183 |  | UNKNOWN112977 | UNKNOWN171395 | 173746 | AC; OVERHEAD | OHIO POWER CO | IN SERVICE | 69 | UNDER 100 | numeric | Y | 3575 | 138 | NORTH NEWARK SUBSTATION | 119692 | OHIO POWER CO | https://services2.arcgis.com/FiaPA4ga0iQKduv3/arcgis/rest/services/US_Electric_Power_Transmission_Lines/FeatureServer/0
143 | NWRKOHXD | OH | 40.0136 | -82.4046 | 1691.7 | 5550 | TAP158957 | TAP158957 | UNKNOWN163359 | 159495 | OVERHEAD | NOT AVAILABLE | IN SERVICE | 69 | UNDER 100 | numeric | Y | 1692.6 | 138 | KIRK | 104867 | OHIO POWER CO | https://services2.arcgis.com/FiaPA4ga0iQKduv3/arcgis/rest/services/US_Electric_Power_Transmission_Lines/FeatureServer/0
144 | NWRKOHXB | OH | 40.0869 | -82.4271 | 648.1 | 2126 | NORTH NEWARK SUBSTATION | UNKNOWN113882 | NORTH NEWARK SUBSTATION | 116448 | AC; OVERHEAD | OHIO POWER CO | IN SERVICE | 138 | 100-161 | numeric | Y | 648.1 | 138 | NORTH NEWARK SUBSTATION | 116448 | OHIO POWER CO | https://services2.arcgis.com/FiaPA4ga0iQKduv3/arcgis/rest/services/US_Electric_Power_Transmission_Lines/FeatureServer/0
145 | HETHOHXA | OH | 40.0413 | -82.4417 | 763.7 | 2506 |  | UNKNOWN113882 | UNKNOWN158903 | 159321 | OVERHEAD | OHIO POWER CO | IN SERVICE | 69 | UNDER 100 | numeric | Y | 2521.6 | 138 | TAP151048 | 126818 | OHIO POWER CO | https://services2.arcgis.com/FiaPA4ga0iQKduv3/arcgis/rest/services/US_Electric_Power_Transmission_Lines/FeatureServer/0
146 | NWTNIAXC | IA | 41.6983 | -93.0545 | 749.6 | 2459 |  | UNKNOWN131595 | UNKNOWN137653 | 111063 | OVERHEAD | MIDAMERICAN ENERGY CO | IN SERVICE | -999999 | NOT AVAILABLE | not_published | N | 757.9 | 161 | JASPER | 102676 | MIDAMERICAN ENERGY CO | https://services2.arcgis.com/FiaPA4ga0iQKduv3/arcgis/rest/services/US_Electric_Power_Transmission_Lines/FeatureServer/0
147 | NCVLKYXA | KY | 37.8807 | -84.5724 | 1030.1 | 3380 | TAP160500 | UNKNOWN129158 | TAP160500 | 164070 | AC; OVERHEAD | EAST KENTUCKY POWER COOP, INC | IN SERVICE | 69 | UNDER 100 | numeric | Y | 2980.2 | 138 | BROWN PLANT - TAP155024 | 108551 | NOT AVAILABLE | https://services2.arcgis.com/FiaPA4ga0iQKduv3/arcgis/rest/services/US_Electric_Power_Transmission_Lines/FeatureServer/0
148 | NCNATXXA | TX | 33.789 | -97.7265 | 165.3 | 542 |  | UNKNOWN301022 | NOT AVAILABLE | 300268 | AC; OVERHEAD | ONCOR ELECTRIC DELIVERY CO. | IN SERVICE | 69 | UNDER 100 | numeric | N | [5 empty] | https://services2.arcgis.com/FiaPA4ga0iQKduv3/arcgis/rest/services/US_Electric_Power_Transmission_Lines/FeatureServer/0
149 | NRVLOHXA | OH | 41.391 | -82.0191 | 2204.1 | 7231 | AVON LAKE - JUNIPER | AVON LAKE | JUNIPER | 121264 | AC; OVERHEAD | NOT AVAILABLE | IN SERVICE | 345 | 345 | numeric | Y | 2204.1 | 345 | AVON LAKE - JUNIPER | 121264 | NOT AVAILABLE | https://services2.arcgis.com/FiaPA4ga0iQKduv3/arcgis/rest/services/US_Electric_Power_Transmission_Lines/FeatureServer/0
150 | NRFDOHXA | OH | 41.3147 | -81.537 | 889 | 2917 | HANNA | UNKNOWN137113 | HANNA | 124280 | AC; OVERHEAD | NOT AVAILABLE | IN SERVICE | 345 | 345 | numeric | Y | 889 | 345 | HANNA | 124280 | NOT AVAILABLE | https://services2.arcgis.com/FiaPA4ga0iQKduv3/arcgis/rest/services/US_Electric_Power_Transmission_Lines/FeatureServer/0
151 | NRWDNCXA | NC | 35.2267 | -80.1227 | 1198.7 | 3933 | TAP150528 | UNKNOWN114221 | TAP150528 | 120024 | AC; OVERHEAD | NOT AVAILABLE | IN SERVICE | 100 | 100-161 | numeric | Y | 1198.7 | 100 | TAP150528 | 120024 | NOT AVAILABLE | https://services2.arcgis.com/FiaPA4ga0iQKduv3/arcgis/rest/services/US_Electric_Power_Transmission_Lines/FeatureServer/0
152 | OLHLKYXA | KY | 38.3022 | -83.1703 | 764.2 | 2507 | TAP121270 | TAP121270 | UNKNOWN121271 | 141791 | AC; OVERHEAD | KENTUCKY POWER CO | IN SERVICE | 69 | UNDER 100 | numeric | Y | [5 empty] | https://services2.arcgis.com/FiaPA4ga0iQKduv3/arcgis/rest/services/US_Electric_Power_Transmission_Lines/FeatureServer/0
153 | OWVLKYXA | KY | 38.1411 | -83.7659 | 393.9 | 1292 | TAP137349 | UNKNOWN121760 | TAP137349 | 126066 | AC; OVERHEAD | NOT AVAILABLE | IN SERVICE | 69 | UNDER 100 | numeric | Y | 3983.7 | 138 | TAP137344 | 118311 | EAST KENTUCKY POWER COOP, INC | https://services2.arcgis.com/FiaPA4ga0iQKduv3/arcgis/rest/services/US_Electric_Power_Transmission_Lines/FeatureServer/0
154 | PLNGOHXA | OH | 41.1361 | -84.5816 | 1047.5 | 3437 |  | UNKNOWN153927 | UNKNOWN156481 | 173824 | AC; OVERHEAD | OHIO POWER CO | IN SERVICE | -999999 | NOT AVAILABLE | not_published | N | 13110.3 | 138 | HAVILAND - TIMBER SWITCH | 164636 | OHIO POWER CO | https://services2.arcgis.com/FiaPA4ga0iQKduv3/arcgis/rest/services/US_Electric_Power_Transmission_Lines/FeatureServer/0
155 | PECSTXXB | TX | 31.4044 | -103.5035 | 374 | 1227 |  | UNKNOWN300467 | NOT AVAILABLE | 312260 | AC; OVERHEAD | TEXAS-NEW MEXICO POWER CO. | IN SERVICE | 46 | UNDER 100 | numeric | N | 1134.6 | 138 | PECOS | 300753 | TEXAS-NEW MEXICO POWER CO. | https://services2.arcgis.com/FiaPA4ga0iQKduv3/arcgis/rest/services/US_Electric_Power_Transmission_Lines/FeatureServer/0
156 | PNSLOHXA | OH | 41.2412 | -81.5454 | 600.1 | 1969 | TAP137177 - TAP137179 | TAP137177 | TAP137179 | 102171 | AC; OVERHEAD | NOT AVAILABLE | IN SERVICE | 138 | 100-161 | numeric | Y | 600.1 | 138 | TAP137177 - TAP137179 | 102171 | NOT AVAILABLE | https://services2.arcgis.com/FiaPA4ga0iQKduv3/arcgis/rest/services/US_Electric_Power_Transmission_Lines/FeatureServer/0
157 | PRRYGAAI | GA | 32.4358 | -83.7609 | 1745.4 | 5726 | TAP160570 - TAP176816 | TAP160570 | TAP176816 | 180291 | AC; OVERHEAD | GEORGIA POWER CO | IN SERVICE | 115 | 100-161 | numeric | Y | 1745.4 | 115 | TAP160570 - TAP176816 | 180291 | GEORGIA POWER CO | https://services2.arcgis.com/FiaPA4ga0iQKduv3/arcgis/rest/services/US_Electric_Power_Transmission_Lines/FeatureServer/0
158 | PRRYGAXA | GA | 32.4574 | -83.7326 | 336.4 | 1104 | PERRY - TAP160570 | PERRY | TAP160570 | 164485 | AC; OVERHEAD | GEORGIA POWER CO | IN SERVICE | 115 | 100-161 | numeric | Y | 336.4 | 115 | PERRY - TAP160570 | 164485 | GEORGIA POWER CO | https://services2.arcgis.com/FiaPA4ga0iQKduv3/arcgis/rest/services/US_Electric_Power_Transmission_Lines/FeatureServer/0
159 | PRRYOHXA | OH | 41.7591 | -81.1385 | 1352.8 | 4438 | PERRY - LEROY CENTER | PERRY | LEROY CENTER | 156955 | AC; OVERHEAD | AMERICAN TRANSMISSION SYSTEMS, INC. | IN SERVICE | 345 | 345 | numeric | N | 1352.8 | 345 | PERRY - LEROY CENTER | 156955 | AMERICAN TRANSMISSION SYSTEMS, INC. | https://services2.arcgis.com/FiaPA4ga0iQKduv3/arcgis/rest/services/US_Electric_Power_Transmission_Lines/FeatureServer/0
160 | PYTNTXXA | TX | 36.3973 | -100.8038 | 467.6 | 1534 | OCHILTREE | OCHILTREE | NOT AVAILABLE | 306941 | AC; OVERHEAD | SOUTHWESTERN PUBLIC SERVICE CO. | IN SERVICE | 115 | 100-161 | numeric | N | 467.6 | 115 | OCHILTREE | 306941 | SOUTHWESTERN PUBLIC SERVICE CO. | https://services2.arcgis.com/FiaPA4ga0iQKduv3/arcgis/rest/services/US_Electric_Power_Transmission_Lines/FeatureServer/0
161 | PERSIAXP | IA | 41.58 | -95.5685 | 6486.1 | 21280 | TAP159234 - TAP159236 | TAP159234 | TAP159236 | 162669 | AC; OVERHEAD | MIDAMERICAN ENERGY CO | IN SERVICE | 69 | UNDER 100 | numeric | Y | [5 empty] | https://services2.arcgis.com/FiaPA4ga0iQKduv3/arcgis/rest/services/US_Electric_Power_Transmission_Lines/FeatureServer/0
162 | PITSGAXA | GA | 31.945 | -83.5414 | 1759.5 | 5773 | PITTS - NORTH TIFTON | PITTS | NORTH TIFTON | 137096 | AC; OVERHEAD | GEORGIA POWER CO | IN SERVICE | 230 | 220-287 | numeric | Y | 1759.5 | 230 | PITTS - NORTH TIFTON | 137096 | GEORGIA POWER CO | https://services2.arcgis.com/FiaPA4ga0iQKduv3/arcgis/rest/services/US_Electric_Power_Transmission_Lines/FeatureServer/0
163 | POTEOKAY | OK | 35.0208 | -94.6599 | 2811.2 | 9223 | TAP159852 | TAP159852 | UNKNOWN159853 | 162269 | AC; OVERHEAD | NOT AVAILABLE | IN SERVICE | 69 | UNDER 100 | numeric | Y | 10144.1 | 161 | TAP149548 - TAP149655 | 128031 | NOT AVAILABLE | https://services2.arcgis.com/FiaPA4ga0iQKduv3/arcgis/rest/services/US_Electric_Power_Transmission_Lines/FeatureServer/0
164 | POTEOKXA | OK | 35.0522 | -94.6203 | 798.4 | 2620 |  | UNKNOWN159853 | UNKNOWN159854 | 162268 | AC; OVERHEAD | NOT AVAILABLE | IN SERVICE | 69 | UNDER 100 | numeric | Y | 6970.5 | 161 | TAP149548 | 130637 | NOT AVAILABLE | https://services2.arcgis.com/FiaPA4ga0iQKduv3/arcgis/rest/services/US_Electric_Power_Transmission_Lines/FeatureServer/0
165 | PWPNOHXA | OH | 39.866 | -80.799 | 1074.7 | 3526 | KAMMER (138KV) - GEORGE WASHINGTON | KAMMER (138KV) | GEORGE WASHINGTON | 123291 | AC; OVERHEAD | WHEELING POWER CO | IN SERVICE | 69 | UNDER 100 | numeric | N | 2160.3 | 138 | KAMMER (138KV) - GEORGE WASHINGTON | 127257 | WHEELING POWER CO | https://services2.arcgis.com/FiaPA4ga0iQKduv3/arcgis/rest/services/US_Electric_Power_Transmission_Lines/FeatureServer/0
166 | PRCLOKXA | OK | 35.0113 | -97.3637 | 1162.4 | 3814 | PURCELL | UNKNOWN119290 | PURCELL | 161653 | AC; OVERHEAD | NOT AVAILABLE | IN SERVICE | 138 | 100-161 | numeric | Y | 1162.4 | 138 | PURCELL | 161653 | NOT AVAILABLE | https://services2.arcgis.com/FiaPA4ga0iQKduv3/arcgis/rest/services/US_Electric_Power_Transmission_Lines/FeatureServer/0
167 | QKCYOHXA | OH | 39.9705 | -81.2986 | 3149.7 | 10334 | KAMMER (765KV) | UNKNOWN151647 | KAMMER (765KV) | 133972 | AC; OVERHEAD | NOT AVAILABLE | IN SERVICE | 765 | 735 AND ABOVE | numeric | N | 3149.7 | 765 | KAMMER (765KV) | 133972 | NOT AVAILABLE | https://services2.arcgis.com/FiaPA4ga0iQKduv3/arcgis/rest/services/US_Electric_Power_Transmission_Lines/FeatureServer/0
168 | RCFDOHXA | OH | 41.2393 | -81.6558 | 2216.4 | 7272 | TAP137138 - WEST AKRON | TAP137138 | WEST AKRON | 130380 | AC; OVERHEAD | NOT AVAILABLE | IN SERVICE | 138 | 100-161 | numeric | Y | 2216.4 | 138 | TAP137138 - WEST AKRON | 130380 | NOT AVAILABLE | https://services2.arcgis.com/FiaPA4ga0iQKduv3/arcgis/rest/services/US_Electric_Power_Transmission_Lines/FeatureServer/0
169 | TRNYTXXH | TX | 30.8515 | -95.4001 | 800.5 | 2626 |  | NOT AVAILABLE | NOT AVAILABLE | 313722 | AC; OVERHEAD | ENTERGY TEXAS, INC. | NOT AVAILABLE | 69 | UNDER 100 | numeric | N | 810.9 | 138 |  | 304605 | SAM HOUSTON ELECTRIC COOP INC | https://services2.arcgis.com/FiaPA4ga0iQKduv3/arcgis/rest/services/US_Electric_Power_Transmission_Lines/FeatureServer/0
170 | GRQYNCXA | NC | 35.572 | -80.4178 | 1563.9 | 5131 |  | UNKNOWN114573 | UNKNOWN114701 | 137895 | AC; OVERHEAD | DUKE ENERGY CAROLINAS, LLC | IN SERVICE | 230 | 220-287 | numeric | Y | 1563.9 | 230 |  | 137895 | DUKE ENERGY CAROLINAS, LLC | https://services2.arcgis.com/FiaPA4ga0iQKduv3/arcgis/rest/services/US_Electric_Power_Transmission_Lines/FeatureServer/0
171 | SYMRTXXA | TX | 33.5914 | -99.2601 | 325.4 | 1068 | TAP303442 | TAP303442 | UNKNOWN304022 | 300212 | AC; OVERHEAD | NOT AVAILABLE | IN SERVICE | 138 | 100-161 | numeric | N | 325.4 | 138 | TAP303442 | 300212 | NOT AVAILABLE | https://services2.arcgis.com/FiaPA4ga0iQKduv3/arcgis/rest/services/US_Electric_Power_Transmission_Lines/FeatureServer/0
172 | SHPVKYXA | KY | 37.9903 | -85.7158 | 1061.5 | 3483 | TAP138391 | UNKNOWN129154 | TAP138391 | 122569 | AC; OVERHEAD | NOT AVAILABLE | IN SERVICE | 69 | UNDER 100 | numeric | Y | 2550.6 | 161 | CAMPGROUND - TAP138385 | 142163 | NOT AVAILABLE | https://services2.arcgis.com/FiaPA4ga0iQKduv3/arcgis/rest/services/US_Electric_Power_Transmission_Lines/FeatureServer/0
173 | SHRDARXA | AR | 34.3065 | -92.3983 | 892.2 | 2927 | POYEN - TAP149972 | POYEN | TAP149972 | 145828 | AC; OVERHEAD | ENTERGY ARKANSAS INC | IN SERVICE | 115 | 100-161 | numeric | Y | 892.2 | 115 | POYEN - TAP149972 | 145828 | ENTERGY ARKANSAS INC | https://services2.arcgis.com/FiaPA4ga0iQKduv3/arcgis/rest/services/US_Electric_Power_Transmission_Lines/FeatureServer/0
174 | SHDNKYXA | KY | 37.5252 | -85.8953 | 502.8 | 1650 | TAP155030 | UNKNOWN125487 | TAP155030 | 119554 | AC; OVERHEAD | KENTUCKY UTILITIES CO | IN SERVICE | 69 | UNDER 100 | numeric | Y | 11538.3 | 345 | BROWN PLANT - HARDIN | 141214 | KENTUCKY UTILITIES CO | https://services2.arcgis.com/FiaPA4ga0iQKduv3/arcgis/rest/services/US_Electric_Power_Transmission_Lines/FeatureServer/0
175 | STWLOKXA | OK | 35.8128 | -94.6279 | 39.4 | 129 |  | UNKNOWN118418 | UNKNOWN118419 | 127349 | AC; OVERHEAD | NORTHEAST OKLAHOMA ELECTRIC CO | IN SERVICE | 69 | UNDER 100 | numeric | Y | 1894.1 | 161 | TAP149396 | 137547 | PUBLIC SERVICE CO OF OKLAHOMA | https://services2.arcgis.com/FiaPA4ga0iQKduv3/arcgis/rest/services/US_Electric_Power_Transmission_Lines/FeatureServer/0
176 | SGLDTXXE | TX | 29.6363 | -95.5982 | 843.9 | 2769 | ALIEF | ALIEF | NOT AVAILABLE | 306408 | AC; OVERHEAD | CENTERPOINT ENERGY HOUSTON ELECTRIC, LLC | IN SERVICE | 138 | 100-161 | numeric | N | 843.9 | 138 | ALIEF | 306408 | CENTERPOINT ENERGY HOUSTON ELECTRIC, LLC | https://services2.arcgis.com/FiaPA4ga0iQKduv3/arcgis/rest/services/US_Electric_Power_Transmission_Lines/FeatureServer/0
177 | SGLDTXXD | TX | 29.5861 | -95.6207 | 555.5 | 1823 | IMPERIAL - TAP305071 | IMPERIAL | TAP305071 | 306936 | AC; OVERHEAD | CENTERPOINT ENERGY HOUSTON ELECTRIC, LLC | IN SERVICE | 138 | 100-161 | numeric | N | 555.5 | 138 | IMPERIAL - TAP305071 | 306936 | CENTERPOINT ENERGY HOUSTON ELECTRIC, LLC | https://services2.arcgis.com/FiaPA4ga0iQKduv3/arcgis/rest/services/US_Electric_Power_Transmission_Lines/FeatureServer/0
178 | SUVLGAXA | GA | 34.4815 | -85.3487 | 1283.7 | 4212 | TAP149900 | UNKNOWN110421 | TAP149900 | 129537 | OVERHEAD | GEORGIA POWER CO | IN SERVICE | -999999 | 100-161 | class_band | Y | 1392.8 | 115 |  | 105696 | GEORGIA POWER CO | https://services2.arcgis.com/FiaPA4ga0iQKduv3/arcgis/rest/services/US_Electric_Power_Transmission_Lines/FeatureServer/0
179 | SWNYTXXA | TX | 29.0386 | -95.6996 | 2177 | 7142 | SWEENY | SWEENY | NOT AVAILABLE | 311105 | AC; OVERHEAD | TEXAS-NEW MEXICO POWER CO. | IN SERVICE | 138 | 100-161 | numeric | N | 2177 | 138 | SWEENY | 311105 | TEXAS-NEW MEXICO POWER CO. | https://services2.arcgis.com/FiaPA4ga0iQKduv3/arcgis/rest/services/US_Electric_Power_Transmission_Lines/FeatureServer/0
180 | SYVNGAXA | GA | 32.7518 | -81.6332 | 1059.1 | 3475 |  | UNKNOWN112376 | UNKNOWN155699 | 156252 | AC; OVERHEAD | GEORGIA POWER CO | IN SERVICE | 115 | 100-161 | numeric | Y | 1059.1 | 115 |  | 156252 | GEORGIA POWER CO | https://services2.arcgis.com/FiaPA4ga0iQKduv3/arcgis/rest/services/US_Electric_Power_Transmission_Lines/FeatureServer/0
181 | TCMSOKXB | OK | 35.2584 | -96.9359 | 1033.9 | 3392 |  | UNKNOWN118594 | UNKNOWN119057 | 125350 | AC; OVERHEAD | OKLAHOMA GAS & ELECTRIC CO | IN SERVICE | 69 | UNDER 100 | numeric | Y | 2056.3 | 138 | TAP149653 | 131459 | OKLAHOMA GAS & ELECTRIC CO | https://services2.arcgis.com/FiaPA4ga0iQKduv3/arcgis/rest/services/US_Electric_Power_Transmission_Lines/FeatureServer/0
182 | THTNGAXA | GA | 32.887 | -84.3255 | 1274.4 | 4181 |  | UNKNOWN115676 | UNKNOWN142386 | 149165 | AC; OVERHEAD | GEORGIA POWER CO | IN SERVICE | 115 | 100-161 | numeric | Y | 1274.4 | 115 |  | 149165 | GEORGIA POWER CO | https://services2.arcgis.com/FiaPA4ga0iQKduv3/arcgis/rest/services/US_Electric_Power_Transmission_Lines/FeatureServer/0
183 | THTNGAXB | GA | 32.9334 | -84.3334 | 67.3 | 221 |  | UNKNOWN115678 | NOT AVAILABLE | 132150 | OVERHEAD | GEORGIA POWER CO | NOT AVAILABLE | -999999 | NOT AVAILABLE | not_published | N | 1475.2 | 115 |  | 114137 | GEORGIA POWER CO | https://services2.arcgis.com/FiaPA4ga0iQKduv3/arcgis/rest/services/US_Electric_Power_Transmission_Lines/FeatureServer/0
184 | TPTNIAXO | IA | 41.7705 | -91.1267 | 334 | 1096 | TIPTON | TIPTON | NOT AVAILABLE | 148041 | OVERHEAD | NOT AVAILABLE | NOT AVAILABLE | 69 | UNDER 100 | numeric | Y | 5801.4 | 115 | EAST CALAMUS - SUTLIFF | 123654 | MIDAMERICAN ENERGY CO | https://services2.arcgis.com/FiaPA4ga0iQKduv3/arcgis/rest/services/US_Electric_Power_Transmission_Lines/FeatureServer/0
185 | TOLDIAXO | IA | 41.9815 | -92.5813 | 4782.3 | 15690 | MARSHALLTOWN | MARSHALLTOWN | UNKNOWN131065 | 119395 | AC; OVERHEAD | NOT AVAILABLE | IN SERVICE | 115 | 100-161 | numeric | Y | 4782.3 | 115 | MARSHALLTOWN | 119395 | NOT AVAILABLE | https://services2.arcgis.com/FiaPA4ga0iQKduv3/arcgis/rest/services/US_Electric_Power_Transmission_Lines/FeatureServer/0
186 | TRARIAXO | IA | 42.1914 | -92.4671 | 4717.4 | 15477 | TRAER | TRAER | UNKNOWN137975 | 138452 | AC; OVERHEAD | NOT AVAILABLE | IN SERVICE | 161 | 100-161 | numeric | Y | 4717.4 | 161 | TRAER | 138452 | NOT AVAILABLE | https://services2.arcgis.com/FiaPA4ga0iQKduv3/arcgis/rest/services/US_Electric_Power_Transmission_Lines/FeatureServer/0
187 | TRINGAXA | GA | 34.5408 | -85.3131 | 438.3 | 1438 |  | UNKNOWN110420 | UNKNOWN110422 | 116780 | AC; OVERHEAD | GEORGIA POWER CO | IN SERVICE | 115 | 100-161 | numeric | Y | 438.3 | 115 |  | 116780 | GEORGIA POWER CO | https://services2.arcgis.com/FiaPA4ga0iQKduv3/arcgis/rest/services/US_Electric_Power_Transmission_Lines/FeatureServer/0
188 | BRAROKXB | OK | 36.0576 | -95.869 | 434.3 | 1425 | TAP168566 | UNKNOWN119550 | TAP168566 | 169948 | AC; OVERHEAD | PUBLIC SERVICE CO OF OKLAHOMA | IN SERVICE | 138 | 100-161 | numeric | Y | 434.3 | 138 | TAP168566 | 169948 | PUBLIC SERVICE CO OF OKLAHOMA | https://services2.arcgis.com/FiaPA4ga0iQKduv3/arcgis/rest/services/US_Electric_Power_Transmission_Lines/FeatureServer/0
189 | TWBGOHIR | OH | 41.3112 | -81.4423 | 423.1 | 1388 | CASE - TWINSBURG | CASE | TWINSBURG | 122195 | OVERHEAD | NOT AVAILABLE | IN SERVICE | -999999 | NOT AVAILABLE | not_published | N | 974 | 345 | JUNIPER - HANNA | 114362 | AMERICAN TRANSMISSION SYSTEMS, INC. | https://services2.arcgis.com/FiaPA4ga0iQKduv3/arcgis/rest/services/US_Electric_Power_Transmission_Lines/FeatureServer/0
190 | TWBGOHXA | OH | 41.3111 | -81.4423 | 410.9 | 1348 | CASE - TWINSBURG | CASE | TWINSBURG | 122195 | OVERHEAD | NOT AVAILABLE | IN SERVICE | -999999 | NOT AVAILABLE | not_published | N | 987.2 | 345 | JUNIPER - HANNA | 114362 | AMERICAN TRANSMISSION SYSTEMS, INC. | https://services2.arcgis.com/FiaPA4ga0iQKduv3/arcgis/rest/services/US_Electric_Power_Transmission_Lines/FeatureServer/0
191 | VNBGKYXA | KY | 38.5941 | -83.3212 | 2469.8 | 8103 | JEFFERSON - HANGING ROCK | JEFFERSON | HANGING ROCK | 114236 | AC; OVERHEAD | NOT AVAILABLE | IN SERVICE | 765 | 735 AND ABOVE | numeric | Y | 2469.8 | 765 | JEFFERSON - HANGING ROCK | 114236 | NOT AVAILABLE | https://services2.arcgis.com/FiaPA4ga0iQKduv3/arcgis/rest/services/US_Electric_Power_Transmission_Lines/FeatureServer/0
192 | VIANOK05 | OK | 35.4985 | -94.9715 | 512.6 | 1682 | TAP159661 | UNKNOWN119087 | TAP159661 | 161624 | AC; OVERHEAD | OKLAHOMA GAS & ELECTRIC CO | IN SERVICE | 69 | UNDER 100 | numeric | Y | 1873.9 | 161 | WEBBERS FALLS | 137566 | SOUTHWESTERN POWER ADMINISTRATION | https://services2.arcgis.com/FiaPA4ga0iQKduv3/arcgis/rest/services/US_Electric_Power_Transmission_Lines/FeatureServer/0
193 | VILNARXA | AR | 35.0831 | -92.2113 | 3068.5 | 10067 |  | UNKNOWN121600 | UNKNOWN121601 | 140405 | AC; OVERHEAD | ENTERGY ARKANSAS INC | IN SERVICE | 161 | 100-161 | numeric | Y | 3068.5 | 161 |  | 140405 | ENTERGY ARKANSAS INC | https://services2.arcgis.com/FiaPA4ga0iQKduv3/arcgis/rest/services/US_Electric_Power_Transmission_Lines/FeatureServer/0
194 | WGNROKXD | OK | 35.959 | -95.3676 | 410.8 | 1348 | TAP159676 | UNKNOWN119008 | TAP159676 | 161641 | AC; OVERHEAD | PUBLIC SERVICE CO OF OKLAHOMA | IN SERVICE | 69 | UNDER 100 | numeric | Y | 1648.8 | 138 | TAP149257 - TAP149258 | 138806 | PUBLIC SERVICE CO OF OKLAHOMA | https://services2.arcgis.com/FiaPA4ga0iQKduv3/arcgis/rest/services/US_Electric_Power_Transmission_Lines/FeatureServer/0
195 | WASHIAXO | IA | 41.3001 | -91.6897 | 9067.5 | 29749 | TAP140530 - SUB T | TAP140530 | SUB T | 126581 | AC; OVERHEAD | NOT AVAILABLE | IN SERVICE | 345 | 345 | numeric | N | 9067.5 | 345 | TAP140530 - SUB T | 126581 | NOT AVAILABLE | https://services2.arcgis.com/FiaPA4ga0iQKduv3/arcgis/rest/services/US_Electric_Power_Transmission_Lines/FeatureServer/0
196 | WFRKARXA | AR | 35.9237 | -94.1893 | 5349.5 | 17551 | GREENLAND - TAP149406 | GREENLAND | TAP149406 | 101377 | AC; OVERHEAD | SOUTHWESTERN ELECTRIC POWER CO | IN SERVICE | 69 | UNDER 100 | numeric | Y | 13821.3 | 161 | WESTSIDE WASTEWATER TREATMENT PLANT - FAYETTEVILLE SOUTH | 112897 | SOUTHWESTERN ELECTRIC POWER CO | https://services2.arcgis.com/FiaPA4ga0iQKduv3/arcgis/rest/services/US_Electric_Power_Transmission_Lines/FeatureServer/0
197 | WLBGIAXO | IA | 41.6604 | -92.0083 | 6883.3 | 22583 | MONTEZUMA SWITCHING STATION - HILLS | MONTEZUMA SWITCHING STATION | HILLS | 131905 | AC; OVERHEAD | MIDAMERICAN ENERGY CO | IN SERVICE | 345 | 345 | numeric | N | 6883.3 | 345 | MONTEZUMA SWITCHING STATION - HILLS | 131905 | MIDAMERICAN ENERGY CO | https://services2.arcgis.com/FiaPA4ga0iQKduv3/arcgis/rest/services/US_Electric_Power_Transmission_Lines/FeatureServer/0
198 | WNDRGAXA | GA | 33.9946 | -83.7212 | 2240.1 | 7350 | WINDER | UNKNOWN111503 | WINDER | 146341 | AC; OVERHEAD | GEORGIA POWER CO | IN SERVICE | 230 | 220-287 | numeric | Y | 2240.1 | 230 | WINDER | 146341 | GEORGIA POWER CO | https://services2.arcgis.com/FiaPA4ga0iQKduv3/arcgis/rest/services/US_Electric_Power_Transmission_Lines/FeatureServer/0
199 | ASHTOHXA | OH | 41.8655 | -80.7834 | 1718.1 | 5637 | TAP136893 - PERRY | TAP136893 | PERRY | 103658 | AC; OVERHEAD | AMERICAN TRANSMISSION SYSTEMS, INC. | IN SERVICE | 345 | 345 | numeric | N | 1718.1 | 345 | TAP136893 - PERRY | 103658 | AMERICAN TRANSMISSION SYSTEMS, INC. | https://services2.arcgis.com/FiaPA4ga0iQKduv3/arcgis/rest/services/US_Electric_Power_Transmission_Lines/FeatureServer/0
200 | ZNTNKYXA | KY | 38.0672 | -85.6688 | 1398.7 | 4589 | MIDDLETOWN 345 KV | UNKNOWN129145 | MIDDLETOWN 345 KV | 106915 | AC; OVERHEAD | NOT AVAILABLE | IN SERVICE | 345 | 345 | numeric | Y | 1398.7 | 345 | MIDDLETOWN 345 KV | 106915 | NOT AVAILABLE | https://services2.arcgis.com/FiaPA4ga0iQKduv3/arcgis/rest/services/US_Electric_Power_Transmission_Lines/FeatureServer/0